## Certificate
OROMIA HEALTH BUREAU
Contract NO _____________ |  |  |  | Date of Signature __________ |  |  | Tele - 011 - 3 - 69 - 01- 40
| Certeficate of Payment NO - 06 | [6 empty] | AMOUNT (ETB)
[6 empty] | Main Contract |  | 31628014.21
For Measurement Certeficate NO 06
[6 empty] | Variation NO. 1 |  | 0
Project - Chora Primary Hospital
[6 empty] | Variation NO. 2 |  | 0
Location - Illu ababora Zone
[6 empty] | Variation NO. 3 |  | 0
Client - Oromia Health Bureau
[6 empty] | Supplentary Agr. 1 |  | 0
Contractor - Bright Construction Plc
[6 empty] | Total (ETB) |  | 31628014.21
According to the supervisor of the works _____________________________ certeficate measurement
The value of work executed to date is Br. = |  |  |  |  | 14577950.8977
Previous Payment | [7 empty] | Exe. | 14577950.8977
|  |  |  | Deductions |  | Amount |  | VAT | 2186692.6347
No | VAT | Amount (Birr) | [5 empty] | Sum | 16764643.5324
Advan. | 825078.6315 | 5500524.21 | 1 | Previous Payment |  | 9589947.79
1 | 321735.57 | 2010847.34
2 | 267186.28 | 1669914.27 | 2 | Rebate %
3 | 279006.4 | 1743789.97
4 | 221707.21 | 1385670.12 | 3 | Retention, 5 % |  | 728897.5449
5 | 233155.95 | 1456934.68
6 |  |  | 4 | Penality
|  |  | 5 | Advance Repaid, 20% |  | 3352928.7065
|  |  |  | Total Deductions |  | 13671774.0414
Sub total | 1322791.41 | 8267156.38
Total + vat | 9589947.79 |  | Total with VAT |  |  |  |  | 3092869.491
ADVANCE Payments | [6 empty] | VAT Payment
Previous Total work Executed (A) |  | Up to date work executed (B) | Difference C = B-A |  | Advance Payment = (0.2 *B) |  | VAT Payment |  |  | 13671774.0414
11022928.5 |  | 14577950.8977 | 3555022.3977 |  | Total | 6325602.8415 | Total to date | 2186692.6347
[5 empty] | Repaid | 3352928.7065 | Previous Vat | 1322791.41
[7 empty] | Advace VAT | 434112.49 |  | 437338.5269
[7 empty] | Total previous Vat | 1756903.9
[5 empty] | Out standing | 2972674.135 | Current | 429788.7347
I certify that the Contractor is entitled to the sum of Birr |  |  |  |  | 3092869.491
Certified by__________________ |  |  | Date______________ |  |  | Approved by _____________________

## summary
SUMMARY OF STATEMENT
Item | Blocks Name | Total Amount(birr)
|  | Contract Amount(birr) | PreviousExecuted Amount (birr) | Current exc.Amount(birr) | Total Executed Amount (birr)
1 | OPD | 1623379.1 | 1141661.58 | 611153.34 | 1752814.92
2 | Waiting | 635725.71 | 468544.75 | 166858.41 | 635403.16
3 | IPD | 2085455 | 2139449.85 | 507717.5 | 2647167.35
4 | OR & Delivery | 2599230.14 | 2307451.37 | 466524 | 2773975.37
5 | Emergency | 1357276.7 | 847336.78 | 251347.6 | 1098684.38
6 | Diagnostic service | 1346164.24 | 635879.26 | 415472 | 1051351.26
7 | Adminstration | 1063693.5 | 814588.05 | 486010.6 | 1300598.65
8 | Staff House | 360987 | 244901.16 | 100919.35 | 345820.51
9 | Service quarter | 245763.5 | 269691.18 | 20818.7 | 290509.88
10 | Generator House | 162268 | 93852.33 | 16232.1 | 110084.43
11 | Transformer House | 129634.95 | 93877.77 | 15724.83 | 109602.6
12 | Kitchen | 920805.63 | 662208.16 | 296208.89 | 958417.05
13 | Store | 399561.07 | 288825.1 | 70343.22 | 359168.32
15 | guard House | 208403.15 | 82422.26 | 9405.2 | 91827.46
17 | Civil Site work | 847967.5 | 671800.55 | 602724.26 | 1274524.81
| Sub Total | 13986315.19 | 10762490.15 | 4037460 | 14799950.15
| Rabate 1.5% | 209794.7279 | 161437.3522 | 60561.9 | 221999.2522
| Total After Rebate | 13776520.4622 | 10601052.7977 | 3976898.1 | 14577950.8977
Material on Site
| GRAND TOTAL After Rebate and Material on Site | 13776520.4622 | 10601052.7977 | 3976898.1 | 14577950.8977
We here by certify that the above figures are corrected
material up to date is:- |  | 14577950.8977
Contractor ______________________ |  |  |  | Supervisor _____________________

## Material on site
Bright Construction plc
Material on Site
Item no. | Description | Unit | Qty | Unit rate | Total
1 | Poreciline | m2
2 | pvc ceiling | m2
| Contractor_______________ |  |  | Supervisor_______________

## SUMERY OF EACH
C O S T S U M M A R Y OPD
S.NO | DESCRIPTION | Sub Total(birr)
|  | Contract | Excuted |  | Excuted To Date
|  |  | Previous | Current
A. SUBSTRUCTURE
1 | Excavation and Earth work | 148147.5 | 85877.24 | 0 | 85877.24
2 | Concrete work | 444239 | 430582.82 | 0 | 430582.82
3 | Masonry work | 231520 | 97552.8 | 0 | 97552.8
| Sub Total A | 823906.5 | 614012.86 | 0 | 614012.86
B. SUPER -SUBSTRUCTURE
1 | Concrete work | 152231.5 | 144402.6 | 0 | 144402.6
2 | Block work | 205530 | 113630.5 | 66908.5 | 180539
3 | Roofing | 143418.1 | 130651.15 | 14159.2 | 144810.35
4 | Carpentary & joinery | 77446 | 65638.82 | 9496.24 | 75135.06
5 | Metal Work | 78217 | 62917 | 0 | 62917
6 | Finishing Work | 594735 | 10408.65 | 520589.4 | 530998.05
| Sub Total B | 1251577.6 | 527648.72 | 611153.34 | 1138802.06
| Total A+B | 2075484.1 | 1141661.58 | 611153.34 | 1752814.92
I /We_________________________hereby certify that the above figures are correct and that the total value
of work executed and/or materials supplied to date is Birr |  | 1752814.92
| Contractor ______________________ |  |  | Supervisor _____________________
C O S T S U M M A R Y Waiting
S.NO | DESCRIPTION | Sub Total(birr)
|  | Contract | Excuted |  | Excuted To Date
|  |  | Previous | Current
A. SUBSTRUCTURE
1 | Excavation and Earth work | 52656.75 | 29411.05 | 0 | 29411.05
2 | Concrete work | 157623.3 | 165527.18 | 0 | 165527.18
3 | Masonry work | 86016 | 35860.8 | 0 | 35860.8
| Sub Total A | 296296.05 | 230799.03 | 0 | 230799.03
B. SUPER -SUBSTRUCTURE
1 | Concrete work | 108328.71 | 65496.94 | 1241.91 | 66738.85
2 | Block work | 46936.35 | 39895.25 | 7337.7 | 47232.95
3 | Roofing | 56034 | 48213.55 | 7207.2 | 55420.75
4 | Carpentary & joinery | 30372 | 28659.08 | 0 | 28659.08
5 | Metal Work | 20437.5 | 7000 | 14437.5 | 21437.5
6 | Finishing Work | 173927.6 | 48480.9 | 136634.1 | 185115
| Sub Total B | 436036.16 | 237745.72 | 166858.41 | 404604.13
| Total A+B | 732332.21 | 468544.75 | 166858.41 | 635403.16
I /We_________________________hereby certify that the above figures are correct and that the total value
of work executed and/or materials supplied to date is Birr |  | 635403.16
| Contractor ______________________ |  |  | Supervisor _____________________
C O S T S U M M A R Y OR and Delivery
S.NO | DESCRIPTION | Sub Total(birr)
|  | Contract | Excuted |  | Excuted To Date
|  |  | Previous | Current
A. SUBSTRUCTURE
1 | Excavation and Earth work | 199815 | 133085.67 | 0 | 133085.67
2 | Concrete work | 629172 | 602588.81 | 0 | 602588.81
3 | Masonry work | 244800 | 195472 | 0 | 195472
| Sub Total A | 1073787 | 931146.48 | 0 | 931146.48
B. SUPER -SUBSTRUCTURE
1 | Concrete work | 224436 | 224950.18 | 0 | 224950.18
2 | Block work | 381835 | 337465.15 | 0 | 337465.15
3 | Roofing | 214700 | 192650.85 | 16275.6 | 208926.45
4 | Carpentary & joinery | 98262.14 | 103345.96 | 11509.2 | 114855.16
5 | Metal work | 88075 | 80375 | 13500 | 93875
6 | Finishing Work | 1016095 | 437517.75 | 425239.2 | 862756.95
| Sub Total B | 2023403.14 | 1376304.89 | 466524 | 1376304.89
| Total | 3097190.14 | 2307451.37 | 466524 | 2307451.37
I /We_________________________hereby certify that the above figures are correct and that the total value
of work executed and/or materials supplied to date is Birr |  | 2307451.37
| Contractor ______________________ |  |  | Supervisor _____________________
C O S T S U M M A R Y IPD
S.NO | DESCRIPTION | Sub Total(birr)
|  | Contract | Excuted |  | Excuted To Date
|  |  | Previous | Current
A. SUBSTRUCTURE
1 | Excavation and Earth work | 239270 | 136319.68 | 0 | 136319.68
2 | Concrete work | 607415 | 692481.42 | 0 | 692481.42
3 | Masonry work | 85760 | 209217.6 | 0 | 209217.6
| Sub Total A | 932445 | 1038018.7 | 0 | 1038018.7
B. SUPER -SUBSTRUCTURE
1 | Concrete work | 233945 | 210514.38 | 2784.6 | 213298.98
2 | Block work | 333780 | 282421.55 | 0 | 282421.55
3 | Roofing | 213725 | 185246.95 | 15378 | 200624.95
4 | Carpentary & joinery | 90110 | 85519.62 | 11196.4 | 96716.02
5 | Metal work | 117412.5 | 71075 | 0 | 71075
6 | Finishing Work | 754985 | 266653.65 | 478358.5 | 745012.15
| Sub Total B | 1743957.5 | 1101431.15 | 507717.5 | 1609148.65
| Total (A+B) | 2676402.5 | 2139449.85 | 507717.5 | 2647167.35
I /We_________________________hereby certify that the above figures are correct and that the total value
of work executed and/or materials supplied to date is Birr |  | 2647167.35
| Contractor ______________________ |  |  | Supervisor _____________________
C O S T S U M M A R Y Emergency
S.NO | DESCRIPTION | Sub Total(birr)
|  | Contract | Excuted |  | Excuted To Date
|  |  | Previous | Current
A. SUBSTRUCTURE
1 | Excavation and Earth work | 107444.9 | 47146.76 | 0 | 47146.76
2 | Concrete work | 450423.8 | 273830.71 | 0 | 273830.71
3 | Masonry work | 127760 | 69541.6 | 0 | 69541.6
| Sub Total A | 685628.7 | 390519.07 | 0 | 390519.07
B. SUPER -SUBSTRUCTURE
1 | Concrete work | 165396 | 92483.05 | 4533.2 | 97016.25
2 | Block work | 161175 | 117117.15 | 0 | 117117.15
3 | Roofing | 106610 | 89750.85 | 10597.4 | 100348.25
4 | Carpentary & joinery | 50826 | 43371.96 | 6982.8 | 50354.76
5 | Metal work | 57586 | 41012 | 14174 | 55186
6 | Finishing Work | 433140.4 | 73082.7 | 215060.2 | 288142.9
| Sub Total B | 974733.4 | 456817.71 | 251347.6 | 456818.21
| Total (A+B) | 1660362.1 | 847336.78 | 251347.6 | 847337.28
I /We_________________________hereby certify that the above figures are correct and that the total value
of work executed and/or materials supplied to date is Birr |  | 847337.28
| Contractor ______________________ |  |  | Supervisor _____________________
C O S T S U M M A R Y DIAGNOSTIC
S.NO | DESCRIPTION | Sub Total(birr)
|  | Contract | Excuted |  | Excuted To Date
|  |  | Previous | Current
A. SUBSTRUCTURE
1 | Excavation and Earth work | 87383.99 | 51285.99 | 0 | 51285.99
2 | Concrete work | 298364.3 | 151138.11 | 63122.8 | 214260.91
3 | Masonry work | 68324 | 80352 | 0 | 80352
| Sub Total A | 454072.29 | 282776.1 | 63122.8 | 345898.9
B. SUPER -SUBSTRUCTURE
1 | Concrete work | 112983.8 | 97069.04 | 0 | 97069.04
2 | Block work | 257270.35 | 119843.8 | 104522.7 | 119843.8
3 | Roofing | 90236.5 | 81237.1 | 9490.8 | 90727.9
4 | Carpentary & joinery | 42411.5 | 40786.32 | 7990.5 | 48776.82
5 | Metal work | 91035 | 0 | 63800 | 63800
6 | Finishing Work | 298154.8 | 14166.9 | 166545.2 | 14166
| Sub Total B | 892091.95 | 353103.16 | 352349.2 | 353103.16
| Total(A+B) | 1346164.24 | 635879.26 | 415472 | 699002.06
I /We_________________________hereby certify that the above figures are correct and that the total value
of work executed and/or materials supplied to date is Birr |  | 699002.06
| Contractor ______________________ |  |  | Supervisor _____________________
C O S T S U M M A R Y ADMINISTRATION
S.NO | DESCRIPTION | Sub Total(birr)
|  | Contract | Excuted |  | Excuted To Date
|  |  | Previous | Current
A. SUBSTRUCTURE
1 | Excavation and Earth work | 99817.5 | 62325.75 | 0 | 62325.75
2 | Concrete work | 320799 | 344442.48 | 0 | 344442.48
3 | Masonry work | 145120 | 106041.6 | 0 | 106041.6
| Sub Total A | 565736.5 | 512809.83 | 0 | 512809.83
B. SUPER -SUBSTRUCTURE
1 | Concrete work | 97703 | 130377.74 | 657.9 | 131035.64
2 | Block work | 138990 | 31000 | 106781.4 | 137781.4
3 | Roofing | 107260 | 96035.1 | 10850.4 | 106885.5
4 | Carpentary & joinery | 48184 | 44365.38 | 7856.8 | 52222.18
6 | Finishing Work | 456060 | 0 | 359864.1 | 359864.1
| Sub Total B | 848197 | 301778.22 | 486010.6 | 787788.82
| Total(A+B) | 1413933.5 | 814588.05 | 486010.6 | 1300598.65
I /We_________________________hereby certify that the above figures are correct and that the total value
of work executed and/or materials supplied to date is Birr |  | 1300598.65
| Contractor ______________________ |  |  | Supervisor _____________________
C O S T S U M M A R Y Staff House
S.NO | DESCRIPTION | Sub Total(birr)
|  | Contract | Excuted |  | Excuted To Date
|  |  | Previous | Current
A. SUBSTRUCTURE
1 | Excavation and Earth work | 32601 | 22183.95 | 0 | 22183.95
2 | Concrete work | 114578 | 70327.64 | 0 | 70327.64
3 | Masonry work | 36000 | 45467.2 | 0 | 45467.2
| Sub Total A | 183179 | 137978.79 | 0 | 137978.79
B. SUPER -SUBSTRUCTURE
1 | Concrete work | 41942 | 49456.9 | 0 | 49456.9
2 | Block work | 81755 | 0 | 61971.35 | 61971.35
3 | Roofing | 36750 | 37609.95 | 0 | 37609.95
4 | Carpentary & joinery | 48476 | 19855.52 | 3570 | 23425.52
5 | Finishing work |  | 0 | 35378 | 35378
| Sub Total B | 208923 | 106922.37 | 100919.35 | 207841.72
| Total(A+B) | 392102 | 244901.16 | 100919.35 | 345820.51
I /We_________________________hereby certify that the above figures are correct and that the total value
of work executed and/or materials supplied to date is Birr |  | 345820.51
| Contractor ______________________ |  |  | Supervisor _____________________
C O S T S U M M A R Y Service Quarter
S.NO | DESCRIPTION | Sub Total(birr)
|  | Contract | Excuted |  | Excuted To Date
|  |  | Previous | Current
A. SUBSTRUCTURE
1 | Excavation and Earth work | 19830 | 14386.15 | 0 | 14386.15
2 | Concrete work | 67666 | 71527.58 | 0 | 71527.58
3 | Masonry work | 27760 | 28260 | 0 | 28260
| Sub Total A | 115256 | 114173.73 | 0 | 114173.73
B. SUPER -SUBSTRUCTURE
1 | Concrete work | 29692.5 | 36890.88 | 0 | 36890.88
2 | Block work | 36910 | 48196.5 | 0 | 48196.5
3 | Roofing | 20388 | 16243.5 | 2915.5 | 19159
4 | Carpentary & joinery | 19690 | 7766.17 | 17903.2 | 25669.37
6 | Finishing Work | 39000 | 46420.4 | 0 | 46420.4
| Sub Total B | 145680.5 | 155517.45 | 20818.7 | 176336.15
| Total(A+B) | 260936.5 | 269691.18 | 20818.7 | 290509.88
I /We_________________________hereby certify that the above figures are correct and that the total value
of work executed and/or materials supplied to date is Birr |  | 290509.88
| Contractor ______________________ |  |  | Supervisor _____________________
C O S T S U M M A R Y Generator
S.NO | DESCRIPTION | Sub Total(birr)
|  | Contract | Excuted |  | Excuted To Date
|  |  | Previous | Current
A. SUBSTRUCTURE
1 | Excavation and Earth work | 9430 | 3892.04 | 0 | 3892.04
2 | Concrete work | 58303 | 27486.95 | 0 | 27486.95
3 | Masonry work | 22800 | 9752.8 | 0 | 9752.8
| Total A | 90533 | 41131.79 | 0 | 41131.79
B. SUPER -SUBSTRUCTURE
1 | Concrete work | 23635 | 12513.58 | 0 | 12513.58
2 | Block work | 18600 | 19790.4 | 0 | 19790.4
3 | Roofing | 9800 | 8650.95 | 3634.25 | 12285.2
4 | carpentery & Joinery | 6950 | 4701.21 | 2509.5 | 7210.71
6 | Finishing Work | 58865 | 7064.4 | 10088.35 | 17152.75
| Total(B) | 117850 | 52720.54 | 16232.1 | 68952.64
| Total(A+B) | 208383 | 93852.33 | 16232.1 | 110084.43
I /We_________________________hereby certify that the above figures are correct and that the total value
of work executed and/or materials supplied to date is Birr |  | 110084.43
| Contractor ______________________ |  |  | Supervisor _____________________
C O S T S U M M A R Y Transformer House
S.NO | DESCRIPTION | Sub Total(birr)
|  | Contract | Excuted |  | Excuted To Date
|  |  | Previous | Current
A. SUBSTRUCTURE
1 | Excavation and Earth work | 17272.55 | 6924.65 | 0 | 6924.65
2 | Concrete work | 45600.5 | 25132.58 | 3623.55 | 28756.13
3 | Masonry work | 11136 | 15859.2 | 0 | 15859.2
| Total A | 74009.05 | 47916.43 | 3623.55 | 51539.98
B. SUPER -SUBSTRUCTURE
1 | Concrete work | 55625.9 | 45961.34 | 12101.28 | 58062.62
| Total(B) | 55625.9 | 45961.34 | 12101.28 | 58062.62
| Total(A+B) | 129634.95 | 93877.77 | 15724.83 | 109602.6
I /We_________________________hereby certify that the above figures are correct and that the total value
of work executed and/or materials supplied to date is Birr |  | 109602.6
| Contractor ______________________ |  |  | Supervisor _____________________
C O S T S U M M A R Y Kitchen
S.NO | DESCRIPTION | Sub Total(birr)
|  | Contract | Excuted |  | Excuted To Date
|  |  | Previous | Current
A. SUBSTRUCTURE
1 | Excavation and Earth work | 97250.77 | 44493.5 | 0 | 44493.5
2 | Concrete work | 279357.54 | 185904.45 | 0 | 185904.45
3 | Masonry work | 53960 | 94076.8 | 0 | 94076.8
| Sub Total A | 430568.31 | 324474.75 | 0 | 324474.75
B. SUPER -SUBSTRUCTURE
1 | Concrete work | 123286.02 | 105619.26 | 13357.24 | 118976.5
2 | Block work | 132879.15 | 109622.2 | 32214 | 141836.2
3 | Roofing | 92838.45 | 82753.65 | 0 | 82753.65
4 | carpentery & Joinery | 45748 | 39738.3 | 7980 | 47718.3
6 | Finishing Work | 421516.9 | 0 | 242657.65 | 242657.65
| Sub Total A | 816268.52 | 337733.41 | 296208.89 | 633942.3
| Total A+B | 1246836.83 | 662208.16 | 296208.89 | 958417.05
I /We_________________________hereby certify that the above figures are correct and that the total value
of work executed and/or materials supplied to date is Birr |  | 958417.05
| Contractor ______________________ |  |  | Supervisor _____________________
C O S T S U M M A R Y Store
S.NO | DESCRIPTION | Sub Total(birr)
|  | Contract | Excuted |  | Excuted To Date
|  |  | Previous | Current
A. SUBSTRUCTURE
1 | Excavation and Earth work | 27349.45 | 16161.93 | 0 | 16161.93
2 | Concrete work | 94548.59 | 68704.73 | 16702.4 | 85407.13
3 | Masonry work | 42180 | 23734.4 | 0 | 23734.4
| Total A | 164078.04 | 108601.06 | 16702.4 | 125303.46
B. SUPER -SUBSTRUCTURE
1 | Concrete work | 74434.98 | 66141.84 | 1204.62 | 67346.46
2 | Block work | 64969.9 | 55939.5 | 13357.6 | 69297.1
3 | Roofing | 31918.45 | 26033.7 | 0 | 26033.7
4 | carpentery & Joinery | 24974 | 12372.7 | 0 | 12372.7
6 | Finishing Work | 210961.1 | 19736.3 | 39078.6 | 0
| Sub Total B | 407258.43 | 180224.04 | 53640.82 | 175049.96
| Total(A+B) | 571336.47 | 288825.1 | 70343.22 | 300353.42
I /We_________________________hereby certify that the above figures are correct and that the total value
of work executed and/or materials supplied to date is Birr |  | 300353.42
| Contractor ______________________ |  |  | Supervisor _____________________
C O S T S U M M A R Y Guard House
S.NO | DESCRIPTION | Sub Total(birr)
|  | Contract | Excuted |  | Excuted To Date
|  |  | Previous | Current
A. SUBSTRUCTURE
1 | Excavation and Earth work | 4674 | 3997.76 | 0 | 3997.76
2 | Concrete work | 30521.25 | 16724.04 | 0 | 16724.04
3 | Masonry work | 11040 | 7737.6 | 0 | 7737.6
| Total A | 46235.25 | 28459.4 | 0 | 28459.4
B. SUPER -SUBSTRUCTURE
1 | Concrete work | 104302 | 22614.8 |  | 22614.8
2 | Block work | 4900 | 14725 |  | 14725
3 | Roofing | 4900 | 6046.6 |  | 6046.6
4 | carpentery & Joinery | 2993 | 5351.46 | 0 | 5351.46
6 | Finishing Work | 210961.1 | 5225 | 9405.2 | 5225
| Sub Total B | 328056.1 | 53962.86 | 9405.2 | 53962.86
| Total(A+B) | 374291.35 | 82422.26 | 9405.2 | 82422.26
I /We______________________hereby certify that the above figures are correct and that the total value
of work executed and/or materials supplied to date is Birr |  | 82422.26
| Contractor ______________________ |  |  | Supervisor _____________________
C O S T S U M M A R Y Civil Work
S.NO | DESCRIPTION | Sub Total(birr)
|  | Contract | Excuted |  | Excuted To Date
|  |  | Previous | Current
2.Fence Work
| B)Front side Masonry work | 435000 | 87830 | 0 | 87830
| 5.Covered Walk Way | 412967.5 | 583970.55 | 602724.26 | 1186694.81
| Sub Total | 847967.5 | 671800.55 | 602724.26 | 1274524.81
I /We______________________hereby certify that the above figures are correct and that the total value
of work executed and/or materials supplied to date is Birr |  | 1274524.81
| Contractor ______________________ |  |  | Supervisor _____________________

## WORK MESUREMENT OPD
Block OPD
ITEM | DESCRIPTION | Unit | Quantity |  |  | To Date Qty | Rate | Sub Total(birr)
|  |  | Contract .Qty | Executed Qty |  |  |  | Contract | Executed |  | Executed to Date
|  |  |  | Previous | Current |  |  |  | Previous | Current
A | B | C | D | E | F |  | G | H= G*D | I= G*E | J= G*F | L= I+J
A.SUBSTRUCTURE
1. EXCAVATION AND EARTH WORK
1.1 | Site clearing | m2 | 485 | 564.29 |  | 564.29 | 6 | 2910 | 3385.74 | 0 | 3385.74
1.2 | Bulk excavation to 1.5m | m3 | 720 | 326.79 |  | 326.79 | 25 | 18000 | 8169.75 | 0 | 8169.75
1.4 | Ditto but exceeding 1500mm | m3 | 240 |  |  | 0 | 45 | 10800 | 0 | 0 | 0
1.5 | Fill selected | m3 | 960 | 552.74 |  | 552.74 | 40 | 38400 | 22109.6 | 0 | 22109.6
1.6 | Cart away | m3 | 1105.5 | 425.79 |  | 425.79 | 25 | 27637.5 | 10644.75 | 0 | 10644.75
1.7 | 25cm thick hard core | m3 | 480 | 395.88 |  | 395.88 | 105 | 50400 | 41567.4 | 0 | 41567.4
| Total to summary ………Birr | [6 empty] | 148147.5 | 85877.24 | 0 | 85877.24
2 CONCRETE WORK
2.1 | C-7 lean concrete |  |  |  |  | 0
| a)Under masonry foundation | m2 | 157 | 134.08 | 0 | 134.08 | 65 | 10205 | 8715.2 | 0 | 8715.2
| b)grade beam | m2 |  |  |  | 0 | 0 | 0 | 0 | 0 | 0
| c)Footing pad | m2 | 50 | 32 |  | 32 | 65 | 3250 | 2080 | 0 | 2080
2.2 | 10cm thick slab | m2 | 480 | 395.88 |  | 395.88 | 260 | 124800 | 102928.8 | 0 | 102928.8
2.3 | Reinforced concrete |  |  |  |  | 0 |  | 0 | 0 | 0 | 0
| a) Ingrade beam | m3 | 24 | 27.62 |  | 27.62 | 2600 | 62400 | 71812 | 0 | 71812
| b) In Footing pad | m3 | 10 | 6.4 |  | 6.4 | 2600 | 26000 | 16640 | 0 | 16640
| c) In footing columon | m3 | 5 | 3.05 |  | 3.05 |  | 0 | 0 | 0 | 0
2.4 | Formwork |  |  |  |  | 0 |  | 0 | 0 | 0 | 0
| a) Ingrade beam | m2 | 204 | 216.94 |  | 216.94 | 85 | 17340 | 18439.9 | 0 | 18439.9
| b) In Footing pad | m2 | 31 | 25.6 |  | 25.6 | 85 | 2635 | 2176 | 0 | 2176
| c) In footing columon | m2 | 100 | 60.93 |  | 60.93 | 85 | 8500 | 5179.05 | 0 | 5179.05
2.5 | Steel bar reinforcement |  |  |  |  | 0 |  | 0 | 0 | 0 | 0
| a) Dia.14 deformed | kg | 1552 | 2457.28 |  | 2457.28 | 34 | 52768 | 83547.52 | 0 | 83547.52
| b) Dia.12 deformed | kg | 1069 | 854.75 |  | 854.75 | 34 | 36346 | 29061.5 | 0 | 29061.5
| c) Dia.8 deformed | kg | 2528 | 2131.27 |  | 2131.27 | 35 | 88480 | 74594.45 | 0 | 74594.45
2.6 | 12/2 cm chipwood for exspansion | ml | 329 | 440.24 |  | 440.24 | 35 | 11515 | 15408.4 | 0 | 15408.4
| Total to summary ………Birr | [6 empty] | 444239 | 430582.82 | 0 | 430582.82
3 | MASONRY WORK
3.1 | 50mcthick basaltic BNGL | m3 | 120 | 45.81 |  | 45.81 | 800 | 96000 | 36648 | 0 | 36648
3.2 | 50cm thick basaltic ANGL | m3 | 154 | 69.21 |  | 69.21 | 880 | 135520 | 60904.8 | 0 | 60904.8
| Total to summary ………Birr | [6 empty] | 231520 | 97552.8 | 0 | 97552.8
Block OPD
ITEM | DESCRIPTION | Unit | Quantity |  |  | To Date Qty | Rate | Sub Total(birr)
|  |  | Contract .Qty | Executed Qty |  |  |  | Contract | Executed |  | Executed
|  |  |  | Previous | Current |  |  |  | Previous | Current
A | B | C | D | E | F |  | G | H= G*D | I= G*E | J= G*F | L= I+J
B.SUPER -SUBSTRUCTURE
1. CONCRETE WORK
1.1 | Reinforced concrete quality C-25
| a) In elevation columon | m3 | 4.5 | 3.84 |  | 3.84 | 2600 | 11700 | 9984 | 0 | 9984
| b) In beam | m3 | 14 | 13.41 |  | 13.41 | 2600 | 36400 | 34866 | 0 | 34866
| c) In lintel | m3 | 1.1 |  |  | 0 | 2600 | 2860 | 0 | 0 | 0
1.2 | Formwork |  |  |  |  | 0 |  | 0 | 0 | 0 | 0
| a) In elevation columon | m2 | 77 | 76.8 |  | 76.8 | 85 | 6545 | 6528 | 0 | 6528
| b) In beam | m2 | 192 | 175.1 |  | 175.1 | 85 | 16320 | 14883.5 | 0 | 14883.5
| c) In lintel | m2 | 10.1 |  |  | 0 | 85 | 858.5 | 0 | 0 | 0
1.3 | Steel bar reinforcement |  |  |  |  | 0 |  | 0 | 0 | 0 | 0
| a) Dia.14 deformed | kg |  |  |  | 0 |  | 0 | 0 | 0 | 0
| b) Dia.12 deformed | kg | 1727 | 1762.15 |  | 1762.15 | 34 | 58718 | 59913.1 | 0 | 59913.1
| c) Dia.8 deformed | kg | 538 | 520.8 |  | 520.8 | 35 | 18830 | 18228 | 0 | 18228
| d) Dia.6 deformed | kg | 0 | 0 |  | 0 | 0 | 0 | 0 | 0 | 0
| Total to summary ………Birr | [6 empty] | 152231.5 | 144402.6 | 0 | 144402.6
2.Block Work
| a) 20cm thick | m2 | 498 | 366.55 |  | 366.55 | 310 | 154380 | 113630.5 | 0 | 113630.5
| b) 15cm thick | m2 | 156 |  | 208.81 | 208.81 | 295 | 46020 | 0 | 61598.95 | 61598.95
| c) 10cm thick | m2 | 18 |  | 18.63 | 18.63 | 285 | 5130 | 0 | 5309.55 | 5309.55
| Total to summary ………Birr | [6 empty] | 205530 | 113630.5 | 66908.5 | 180539
3. ROOFING
3.1 | G-30 CIS roof cover | m2 | 585.38 | 533.27 |  | 533.27 | 245 | 143418.1 | 130651.15 | 0 | 130651.15
3.2 | G-30 ribbed sheet ceiling | m3 | 59 |  | 64.36 | 64.36 | 220 | 12980 | 0 | 14159.2 | 14159.2
| Total to summary ………Birr | [6 empty] | 143418.1 | 130651.15 | 14159.2 | 144810.35
4. CARPENTRY & JOINERY
4.1 | All structural members shall be free
from defects.
| a)upper & lower chord dia.10-12cm | ml | 817 | 879.89 |  | 879.89 | 18 | 14706 | 15838.02 | 0 | 15838.02
| b)Diagonals and verticals dia.8-10cm | ml | 583 | 922.55 |  | 922.55 | 16 | 9328 | 14760.8 | 0 | 14760.8
| c)Purline 5x7 cm | ml | 563 | 730 |  | 730 | 48 | 27024 | 35040 | 0 | 35040
4.2 | 25x2.5cm Facia board | ml | 99 |  | 103.22 | 103.22 | 92 | 9108 | 0 | 9496.24 | 9496.24
4.3 | Supply & fix 40mm thick wood framed door
| a) Type D2 size-80/270cm | No | 4 |  |  | 0 | 4320 | 17280 | 0 | 0 | 0
| b) Type D3 size-70/270cm | No | 4 |  |  | 0 | 3780 | 15120 | 0 | 0 | 0
| c) Type D1size-90/270cm | No | 15 |  |  | 0 | 4860 | 72900 | 0 | 0 | 0
| d) Type D6 size-140/270cm | No | 1 |  |  | 0 | 7560 | 7560 | 0 | 0 | 0
| Total to summary ………Birr | [6 empty] | 77446 | 65638.82 | 9496.24 | 75135.06
5.Metal work
5.1 | Window
| a)Type W1 size 100/160cm | no | 1 | 6 |  | 6 | 2000 | 2000 | 12000 | 0 | 12000
| b)Type W3 size 150/160cm | no | 15 | 10 |  | 10 | 3000 | 45000 | 30000 | 0 | 30000
| c)Type W9 size 125/60cm | no | 1 | 2 |  | 2 | 937.5 | 937.5 | 1875 | 0 | 1875
| d)Type W10 size 130/160cm | no | 5 | 6 |  | 6 | 2600 | 13000 | 15600 | 0 | 15600
| e)Type W25 size 290/60cm | no | 1 | 1 |  | 1 | 2175 | 2175 | 2175 | 0 | 2175
| f)Type W18 size 169/60cm |  | 1 | 1 |  | 1 | 1267 | 1267 | 1267 | 0 | 1267
5.2 | Door |  |  |  |  | 0 |  | 0 | 0 | 0 | 0
| a) Type D10 size 140/270cm | no | 2 |  |  | 0 | 4725 | 9450 | 0 | 0 | 0
| b) Type D11 size 130/270cm | no | 1 |  |  | 0 | 4387.5 | 4387.5 | 0 | 0 | 0
| Total to summary ………Birr | [6 empty] | 78217 | 62917 | 0 | 62917
6. FINISHING
6.1 | Two coats plastering one coats
| rendering | m2 | 430 | 90.51 |  | 90.51 | 115 | 49450 | 10408.65 | 0 | 10408.65
6.2 | three coats of plastering to internal |  |  |  |  | 0 |  | 0 | 0 | 0 | 0
| & external coloumns and beams. | m2 | 789 |  | 1290.44 | 1290.44 | 140 | 110460 | 0 | 180661.6 | 180661.6
6.3 | plastic ceiling | m2 | 480 |  | 373.49 | 373.49 | 340 | 163200 | 0 | 126986.6 | 126986.6
6.5 | non slipery ceramic tile | m2 | 480 |  | 373.49 | 373.49 | 380 | 182400 | 0 | 141926.2 | 141926.2
6.6 | Ceramic tile skirting | ml | 450 |  | 325 | 325 | 50 | 22500 | 0 | 16250 | 16250
6.7 | Terrazo window cill size27/3cm | ml | 43 |  |  | 0 | 275 | 11825 | 0 | 0 | 0
6.9 | 10cm thick 1.2m wide Pavement | m2 | 122 |  | 121.7 | 121.7 | 450 | 54900 | 0 | 54765 | 54765
| Total to summary ………Birr | [6 empty] | 594735 | 10408.65 | 520589.4 | 530998.05

## waiting
Block Waiting
ITEM | DESCRIPTION | Unit | Quantity |  |  | To Date Qty | Rate | Sub Total(birr)
|  |  | Contract .Qty | Executed Qty |  |  |  | Contract | Executed |  | Executed to Date
|  |  |  | Previous | Current |  |  |  | Previous | Current
A | B | C | D | E | F |  | G | H= G*D | I= G*E | J= G*F | L= I+J
A.SUBSTRUCTURE
1. EXCAVATION AND EARTH WORK
1.1 | Site clearing | m2 | 245.7 | 214.6 |  | 214.6 | 6 | 1474.2 | 1287.6 | 0 | 1287.6
1.2 | Bulk excavation up to 1.5m | m3 | 237.6 | 130.37 |  | 130.37 | 25 | 5940 | 3259.25 | 0 | 3259.25
1.4 | Ditto but exceeding 1500mm | m3 | 79.2 | 0 |  | 0 | 45 | 3564 | 0 | 0 | 0
1.5 | Fill selected | m3 | 443.52 | 150.21 |  | 150.21 | 40 | 17740.8 | 6008.4 | 0 | 6008.4
1.6 | Cart away | m3 | 390.51 | 194.75 |  | 194.75 | 25 | 9762.75 | 4868.75 | 0 | 4868.75
1.7 | 25cm thick hard core | m3 | 135 | 133.21 |  | 133.21 | 105 | 14175 | 13987.05 | 0 | 13987.05
| Total to summary ………Birr | [6 empty] | 52656.75 | 29411.05 | 0 | 29411.05 | 1800
2 CONCRETE WORK
2.1 | C-7 lean concrete | [9 empty] | 0
| a)Under masonry foundation | m2 | 49.2 | 48.18 |  | 48.18 | 65 | 3198 | 3131.7 |  | 3131.7
| c)Footing pad | m2 | 16 | 16 |  | 16 | 0 | 0 | 0 |  | 0
2.2 | 10cm thick slab | m2 | 135 | 133.21 |  | 133.21 | 260 | 35100 | 34634.6 | 0 | 34634.6
2.3 | Reinforced concrete |  |  |  |  | 0 |  | 0 | 0 | 0 | 0
| a) in grade beam | m3 | 10.04 | 10.04 |  | 10.04 | 2732 | 27429.28 | 27429.28 | 0 | 27429.28
| b) In Footing pad | m3 | 3.2 | 3.2 |  | 3.2 | 2732 | 8742.4 | 8742.4 | 0 | 8742.4
| c) In footing columon | m3 | 1.28 | 1.22 |  | 1.22 | 2732 | 3496.96 | 3333.04 | 0 | 3333.04
2.4 | Formwork |  |  |  |  | 0 |  | 0 | 0 | 0 | 0
| a) in grade beam | m2 | 83.52 | 78.72 |  | 78.72 | 85 | 7099.2 | 6691.2 | 0 | 6691.2
| b) In Footing pad | m2 | 12.8 | 12.8 |  | 12.8 | 85 | 1088 | 1088 | 0 | 1088
| c) In footing columon | m2 | 25.6 | 21.76 |  | 21.76 | 85 | 2176 | 1849.6 | 0 | 1849.6
2.5 | Steel bar reinforcement |  |  |  |  | 0 |  | 0 | 0 | 0 | 0
| a) Dia.14 deformed | kg | 827.31 | 788.95 |  | 788.95 | 34 | 28128.54 | 26824.3 | 0 | 26824.3
| b) Dia.12 deformed | kg | 335.63 | 407.49 |  | 407.49 | 34 | 11411.42 | 13854.66 | 0 | 13854.66
| c) Dia.8 deformed | kg | 693.5 | 935.44 |  | 935.44 | 35 | 24272.5 | 32740.4 | 0 | 32740.4
2.6 | 12/2 cm chipwood for exspansion | ml | 156.6 | 148.8 |  | 148.8 | 35 | 5481 | 5208 | 0 | 5208
| Total to summary ………Birr | [6 empty] | 157623.3 | 165527.18 | 0 | 165527.18
3 | MASONRY WORK
3.1 | 50mcthick BNGL | m3 | 51.2 | 28.92 |  | 28.92 | 800 | 40960 | 23136 | 0 | 23136
3.2 | 50cm thick ANGL | m3 | 51.2 | 14.46 |  | 14.46 | 880 | 45056 | 12724.8 | 0 | 12724.8
| Total to summary ………Birr | [6 empty] | 86016 | 35860.8 | 0 | 35860.8 |  | 300
Block Waiting
ITEM | DESCRIPTION | Unit | Quantity |  |  | To Date Qty | Rate | Sub Total(birr)
|  |  | Contract .Qty | Executed Qty |  |  |  | Contract | Executed |  | Executed
|  |  |  | Previous | Current |  |  |  | Previous | Current
A | B | C | D | E | F |  | G | H= G*D | I= G*E | J= G*F | L= I+J
B.SUPER -SUBSTRUCTURE
1. CONCRETE WORK
1.1 | Reinforced concrete quality C-25 | [6 empty] | 0 | 0
| a) In elevation columon | m3 | 1.73 | 1.92 |  | 1.92 | 2600 | 4498 | 4992 | 0 | 4992
| b) In beam | m3 | 6.26 | 6.07 |  | 6.07 | 2600 | 16276 | 15782 | 0 | 15782
| c) In lintel | m3 | 0.51 |  |  | 0 | 2600 | 1326 | 0 | 0 | 0
1.2 | Formwork |  |  |  |  | 0 |  | 0 | 0 | 0 | 0
| a) In elevation columon | m2 | 34.56 | 38.4 |  | 38.4 | 85 | 2937.6 | 3264 | 0 | 3264
| b) In beam | m2 | 62.64 | 79.36 |  | 79.36 | 85 | 5324.4 | 6745.6 | 0 | 6745.6
| c) In lintel | m2 | 5.1 |  |  | 0 | 85 | 433.5 | 0 | 0 | 0
1.3 | Steel bar reinforcement |  |  |  |  | 0 |  | 0 | 0 | 0 | 0
| a) Dia.14 deformed | kg | 20 |  |  | 0 | 34 | 680 | 0 | 0 | 0
| b) Dia.12 deformed | kg | 1539.44 | 765.46 | 16.69 | 782.15 | 34 | 52340.96 | 26025.64 | 567.46 | 26593.1
| c) Dia.8 deformed | kg | 680.35 | 248.22 | 19.27 | 267.49 | 35 | 23812.25 | 8687.7 | 674.45 | 9362.15
| d) Dia.6 deformed | kg | 20 | 0 |  | 0 | 35 | 700 | 0 | 0 | 0
| Total to summary ………Birr | [6 empty] | 108328.71 | 65496.94 | 1241.91 | 66738.85
2.Block Work
2.1 | 20cm thick HCB | m2 | 137.79 | 121.11 | 23.67 | 144.78 | 310 | 42714.9 | 37544.1 | 7337.7 | 44881.8
2.2 | 15cm thick | m2 | 14.31 | 7.97 |  | 7.97 | 295 | 4221.45 | 2351.15 | 0 | 2351.15
| Total to summary ………Birr | [6 empty] | 46936.35 | 39895.25 | 7337.7 | 47232.95
3. ROOFING
3.1 | G-30 CIS roof cover | m2 | 198 | 196.79 |  | 196.79 | 245 | 48510 | 48213.55 | 0 | 48213.55
3.2 | G-30 ribbed sheet ceiling | m2 | 34.2 |  | 32.76 |  | 220 | 7524 | 0 | 7207.2 | 7207.2
| Total to summary ………Birr | [6 empty] | 56034 | 48213.55 | 7207.2 | 55420.75
4. CARPENTRY & JOINERY
4.1 | All structural members shall be free
from defects.
| a)upper & lower chord dia.10-12cm | ml | 338 | 324.7 |  | 324.7 | 18 | 6084 | 5844.6 | 0 | 5844.6
| b)Diagonals and verticals dia.8-10cm | ml | 286 | 340.45 |  | 340.45 | 16 | 4576 | 5447.2 | 0 | 5447.2
| c)Purline 5x7 cm | ml | 288 | 250.46 |  | 250.46 | 48 | 13824 | 12022.08 | 0 | 12022.08
4.2 | 25x2.5cm Facia board | ml | 64 | 58.1 |  | 58.1 | 92 | 5888 | 5345.2 | 0 | 5345.2
| Total to summary ………Birr | [6 empty] | 30372 | 28659.08 | 0 | 28659.08
5.Metal work
5.1 | Window
| b)Type W3 size 150/160cm | no | 2 | 1 |  | 1 | 3000 | 6000 | 3000 | 0 | 3000
| c)Type W7 size 100/160cm | no | 3 | 2 | 3 | 5 | 2000 | 6000 | 4000 | 6000 | 10000
5.2 | Doors |  |  |  |  | 0 |  | 0 | 0 | 0 | 0
| e)Type D2 size 80/270cm | no | 2 |  | 2 | 2 | 2700 | 5400 | 0 | 5400 | 5400
| f)Type D1size 90/270cm | no | 1 |  | 1 | 1 | 3037.5 | 3037.5 | 0 | 3037.5 | 3037.5
| Total to summary ………Birr | [6 empty] | 20437.5 | 7000 | 14437.5 | 21437.5
6. FINISHING
6.1 | rendering | m2 | 74.26 | 64.78 |  | 64.78 | 115 | 8539.9 | 7449.7 | 0 | 7449.7
6.2 | three coats of plastering | m2 | 217.18 | 293.08 |  | 293.08 | 140 | 30405.2 | 41031.2 | 0 | 41031.2
6.3 | plastic Ceiling | m2 | 135 |  | 133.61 | 133.61 | 340 | 45900 | 0 | 45427.4 | 45427.4
6.4 | Non Slippery Ceramic | m2 | 135 |  | 145.84 | 145.84 | 380 | 51300 | 0 | 55419.2 | 55419.2
6.5 | Ceramic tile Skirting | ml | 93.3 |  | 100.15 | 100.15 | 50 | 4665 | 0 | 5007.5 | 5007.5
6.6 | Terrazo window cill | ml | 8.5 |  |  | 0 | 275 | 2337.5 | 0 | 0 | 0
6.8 | 10cm thick pavement | m2 | 68.4 |  | 68.4 | 68.4 | 450 | 30780 | 0 | 30780 | 30780
| Total to summary ………Birr | [6 empty] | 173927.6 | 48480.9 | 136634.1 | 185115

## WORK MES IPD
Block IPD
ITEM | DESCRIPTION | Unit | Quantity |  |  | To Date Qty | Rate | Sub Total(birr)
|  |  | Contract .Qty | Executed Qty |  |  |  | Contract | Executed |  | Executed to Date
|  |  |  | Previous | Current |  |  |  | Previous | Current
A | B | C | D | E | F |  | G | H= G*D | I= G*E | J= G*F | L= I+J
A.SUBSTRUCTURE
1. EXCAVATION AND EARTH WORK
1.1 | Site clearing | m2 | 895 | 832.28 |  | 832.28 | 6 | 5370 | 4993.68 | 0 | 4993.68
1.2 | Bulk excavation up to 1.5m | m3 | 1075 | 491.57 |  | 491.57 | 25 | 26875 | 12289.25 | 0 | 12289.25
1.4 | Ditto but exceeding 1500mm | m3 | 360 |  |  | 0 | 35 | 12600 | 0 | 0 | 0
1.5 | Fill selected | m3 | 2000 | 861.12 |  | 861.12 | 40 | 80000 | 34444.8 | 0 | 34444.8
1.6 | Cart away | m3 | 1700 | 720.29 | 0 | 720.29 | 25 | 42500 | 18007.25 | 0 | 18007.25
1.7 | 25cm thick hard core | m3 | 685 | 634.14 |  | 634.14 | 105 | 71925 | 66584.7 | 0 | 66584.7
| Total to summary ………Birr | [6 empty] | 239270 | 136319.68 | 0 | 136319.68
2 CONCRETE WORK
2.1 | C-7 lean concrete
| a)Under masonry foundation | m2 | 180 | 162.45 |  | 162.45 | 65 | 11700 | 10559.25 | 0 | 10559.25
| c)Grade beam | m2 | 115 | 0 |  | 0 | 65 | 7475 | 0 | 0 | 0
| c)Footing pad | m2 | 35 | 48 | 0 | 48 | 73 | 2555 | 3504 | 0 | 3504
2.2 | 10cm thick slab | m2 | 685 | 631.45 |  | 631.45 | 260 | 178100 | 164177 | 0 | 164177
2.3 | Reinforced concrete |  |  |  |  | 0 |  | 0 | 0 | 0 | 0
| a) in grade beam | m3 | 35 | 33.09 |  | 33.09 | 2600 | 91000 | 86034 | 0 | 86034
| b) In Footing pad | m3 | 6.5 | 9.6 | 0 | 9.6 | 2600 | 16900 | 24960 | 0 | 24960
| c) In footing columon | m3 | 4.5 | 4.8 |  | 4.8 | 2600 | 11700 | 12480 | 0 | 12480
2.4 | Formwork |  |  |  | 0 | 0 |  | 0 | 0 | 0 | 0
| a) in grade beam | m2 | 265 | 261.84 |  | 261.84 | 85 | 22525 | 22256.4 | 0 | 22256.4
| b) In Footing pad | m2 | 27 | 38.4 |  | 38.4 | 85 | 2295 | 3264 | 0 | 3264
| c) In footing columon | m2 | 100 | 96 | 0 | 96 | 85 | 8500 | 8160 | 0 | 8160
2.5 | Steel bar reinforcement |  |  |  |  | 0 |  | 0 | 0 | 0 | 0
| a) Dia.14 deformed | kg | 2850 | 2717.42 |  | 2717.42 | 34 | 96900 | 92392.28 | 0 | 92392.28
| b) Dia.12 deformed | kg | 610 | 2783.21 |  | 2783.21 | 34 | 20740 | 94629.14 | 0 | 94629.14
| c) Dia.8 deformed | kg | 3430 | 4320.91 |  | 4320.91 | 35 | 120050 | 151231.85 | 0 | 151231.85
2.6 | 12/2 cm chipwood for exspansion | ml | 485 | 538.1 |  | 538.1 | 35 | 16975 | 18833.5 | 0 | 18833.5
| Total to summary ………Birr | [6 empty] | 607415 | 692481.42 | 0 | 692481.42
3 | MASONRY WORK
3.1 | 50mcthick BNGL | m3 | 50 | 107.61 |  |  | 800 | 40000 | 86088 | 0 | 86088
3.2 | 50cm thick ANGL | m3 | 52 | 139.92 |  |  | 880 | 45760 | 123129.6 | 0 | 123129.6
| Total to summary ………Birr | [6 empty] | 85760 | 209217.6 | 0 | 209217.6
Block IPD
ITEM | DESCRIPTION | Unit | Quantity |  |  | To Date Qty | Rate | Sub Total(birr)
|  |  | Contract .Qty | Executed Qty |  |  |  | Contract | Executed |  | Executed
|  |  |  | Previous | Current |  |  |  | Previous | Current
A | B | C | D | E | F |  | G | H= G*D | I= G*E | J= G*F | L= I+J
B.SUPER -SUBSTRUCTURE
1. CONCRETE WORK
1.01 | Reinforced concrete
| a) In elevation columon | m3 | 5.5 | 5.76 |  | 5.76 | 2600 | 14300 | 14976 | 0 | 14976
| b) In beam | m3 | 23 | 20 |  | 20 | 2600 | 59800 | 52000 | 0 | 52000
| c) In lintel | m3 | 1.3 |  |  | 0 | 2600 | 3380 | 0 | 0 | 0
1.2 | Formwork |  |  |  |  | 0 |  |  | 0 | 0 | 0
| a) In elevation columon | m2 | 108 | 115.2 |  | 115.2 | 85 | 9180 | 9792 | 0 | 9792
| b) In beam | m2 | 285 | 257.08 | 32.76 | 289.84 | 85 | 24225 | 21851.8 | 2784.6 | 24636.4
| c) In lintel | m2 | 107 |  |  | 0 | 85 | 9095 | 0 | 0 | 0
1.3 | Steel bar reinforcement |  |  |  |  | 0 |  |  | 0 | 0 | 0
| b) Dia.14 deformed | kg | 50 |  |  | 0 | 34 | 1700 | 0 | 0 | 0
| c) Dia.12 deformed | kg | 2500 | 2461.27 |  | 2461.27 | 34 | 85000 | 83683.18 | 0 | 83683.18
2.4 | b) Dia.8 deformed | kg | 779 | 806.04 |  | 806.04 | 35 | 27265 | 28211.4 | 0 | 28211.4
| Total to summary ………Birr | [6 empty] | 233945 | 210514.38 | 2784.6 | 213298.98
2. BLOCK WORK
| Concrete block wall class "B" | [10 empty] | 421
| a) 20cm thick | m2 | 965 | 571.34 |  | 571.34 | 310 | 299150 | 177115.4 | 0 | 177115.4 | 355
| b) 15cm thick | m2 | 100 | 356.97 |  | 356.97 | 295 | 29500 | 105306.15 | 0 | 105306.15 | 106
| c) 10 cm thick | m2 | 18 |  |  | 0 | 285 | 5130 | 0 | 0 | 0 | 882
| Total to summary ………Birr | [6 empty] | 333780 | 282421.55 | 0 | 282421.55 | 2
| 3. ROOFING | [10 empty] | 1764
3.1 | G-30 CIS roof cover | m2 | 805 | 756.11 |  | 756.11 | 245 | 197225 | 185246.95 | 0 | 185246.95
3.2 | G-30 ribbed sheet | m3 | 75 |  | 69.9 |  | 220 | 16500 | 0 | 15378 | 15378
| Total to summary ………Birr | [6 empty] | 213725 | 185246.95 | 15378 | 200624.95
4. CARPENTRY & JOINERY
4.1 | All structural members shall be free
from defects.
| a)upper & lower chord dia.10-12cm | ml | 1195 | 1247.57 |  | 1247.57 | 18 | 21510 | 22456.26 | 0 | 22456.26
| b)Diagonals and verticals dia.8-10cm | ml | 675 | 1308.06 |  | 1308.06 | 16 | 10800 | 20928.96 | 0 | 20928.96
| c)Purline 5x7 cm | ml | 955 | 877.8 |  | 877.8 | 48 | 45840 | 42134.4 | 0 | 42134.4
4.2 | 25x2.5cm Facia board | ml | 130 |  | 121.7 | 121.7 | 92 | 11960 | 0 | 11196.4 | 11196.4
| Total to summary ………Birr | [6 empty] | 90110 | 85519.62 | 11196.4 | 96716.02 |  | 1270.44
ITEM | DESCRIPTION | Unit | Quantity |  |  | To Date Qty | Rate | Sub Total(birr)
|  |  | Contract .Qty | Executed Qty |  |  |  | Contract | Executed |  | Executed
|  |  |  | Previous | Current |  |  |  | Previous | Current
A | B | C | D | E | F |  | G | H= G*D | I= G*E | J= G*F | L= I+J
5.Metal work
5.1 | Window
| a)Type W3 size 150/160cm | no | 12 | 11 |  | 11 | 3000 | 36000 | 33000 | 0 | 33000
| b)Type W10 size 130/160cm | no | 3 | 7 |  | 7 | 2600 | 7800 | 18200 | 0 | 18200
| c)Type W5 size 75/160cm | no | 1 | 1 |  | 1 | 1500 | 1500 | 1500 | 0 | 1500
| d)Type W7 size 90/60cm | no | 5 | 5 |  | 5 | 1800 | 9000 | 9000 | 0 | 9000
| e)Type W10 size 130/60cm | no | 7 | 5 |  | 5 | 975 | 6825 | 4875 | 0 | 4875
| f)Type W18 size 169/60cm | no | 1 | 1 |  | 1 | 4500 | 4500 | 4500 | 0 | 4500
5.3 | Doors |  |  |  |  | 0 |  | 0 | 0 | 0 | 0
| a) Type D6 size- 90/270cm | no | 5 |  |  | 0 | 3037.5 | 15187.5 | 0 | 0 | 0
| b) Type D10 size-80/270cm | no | 5 |  |  | 0 | 2700 | 13500 | 0 | 0 | 0
| c) Type D5 size-180/270cm | no | 2 |  |  | 0 | 6300 | 12600 | 0 | 0 | 0
5.4 | Supply and Fix CHS | ml | 15 |  |  | 0 | 200 | 3000 | 0 | 0 | 0
5.5 | Supply and Fix RHS | ml | 30 |  |  | 0 | 250 | 7500 | 0 | 0 | 0
| Total to summary ………Birr | [6 empty] | 117412.5 | 71075 | 0 | 71075
6. FINISHING
6.1 | Two coats plastering one coats
| rendering | m2 | 255 | 212.75 |  | 212.75 | 115 | 29325 | 24466.25 | 0 | 24466.25
6.2 | three coats of plastering to internal |  |  |  |  | 0 |  | 0 | 0 | 0 | 0
| & external coloumns and beams. | m2 | 1375 | 1729.91 |  | 1729.91 | 140 | 192500 | 242187.4 | 0 | 242187.4 | 1729.91
6.3 | 4mm thick plastic ceiling | m2 | 685 |  | 629.11 | 629.11 | 340 | 232900 | 0 | 213897.4 | 213897.4
6.5 | non Slippery ceramic tile | m2 | 557 |  | 646.12 | 646.12 | 380 | 211660 | 0 | 245525.6 | 245525.6
6.6 | Ceramic tile Skirting | ml | 485 |  | 378.71 | 378.71 | 50 | 24250 | 0 | 18935.5 | 18935.5
6.9 | 10cm thick wide pavement | m2 | 143 |  |  | 0 | 450 | 64350 | 0 | 0 | 0
| Total to summary ………Birr | [6 empty] | 754985 | 266653.65 | 478358.5 | 745012.15

## WORK MES OR
Block OR and Delivery
ITEM | DESCRIPTION | Unit | Quantity |  |  | To Date Qty | Rate | Sub Total(birr)
|  |  | Contract .Qty | Executed Qty |  |  |  | Contract | Executed |  | Executed to Date
|  |  |  | Previous | Current |  |  |  | Previous | Current
A | B | C | D | E | F |  | G | H= G*D | I= G*E | J= G*F | L= I+J
A.SUBSTRUCTURE
1 | EXCAVATION AND EARTH WORK
1.01 | Site clearing | m2 | 825 | 823.92 |  | 823.92 | 6 | 4950 | 4943.52 | 0 | 4943.52
1.02 | Bulk excavation up to 1.5m | m3 | 1237 | 479.7 |  | 479.7 | 25 | 30925 | 11992.5 | 0 | 11992.5
1.04 | Ditto but exceeding 1500mm | m3 | 322 | 0 |  | 0 | 35 | 11270 | 0 | 0 | 0
1.05 | Fill selected | m3 | 1058 | 860 |  | 860 | 40 | 42320 | 34400 | 0 | 34400
1.06 | Cart away | m3 | 1537 | 629.11 |  | 629.11 | 25 | 38425 | 15727.75 | 0 | 15727.75
1.07 | 25cm thick hard core | m3 | 685 | 628.78 |  | 628.78 | 105 | 71925 | 66021.9 | 0 | 66021.9
| Total to summary ………Birr | [6 empty] | 199815 | 133085.67 | 0 | 133085.67
2 CONCRETE WORK
2.01 | C-7 lean concrete
| a)Under masonry foundation | m2 | 83 | 176.33 | 0 | 176.33 | 65 | 5395 | 11461.45 | 0 | 11461.45
| b) in grade beam | m2 | 83 |  |  | 0 | 65 | 5395 | 0 | 0 | 0
| c)Footing pad | m2 | 71 | 54 | 0 | 54 | 65 | 4615 | 3510 | 0 | 3510
2.2 | 10cm thick slab | m2 | 625 | 509.62 |  | 509.62 | 260 | 162500 | 132501.2 | 0 | 132501.2 | 509.624
2.3 | Reinforced concrete |  |  |  |  | 0 |  | 0 | 0 | 0 | 0
| a) in grade beam | m3 | 39 | 35.27 |  | 35.27 | 2600 | 101400 | 91702 | 0 | 91702
| b) In Footing pad | m3 | 14 | 10.8 |  | 10.8 | 2600 | 36400 | 28080 | 0 | 28080
| c) In footing columon | m3 | 8 | 4.97 |  | 4.97 | 2600 | 20800 | 12922 | 0 | 12922
2.4 | Formwork |  |  |  |  | 0 |  | 0 | 0 | 0 | 0
| a) in grade beam | m2 | 253 | 282.12 |  | 282.12 | 85 | 21505 | 23980.2 | 0 | 23980.2
| b) In Footing pad | m2 | 45 | 43.2 |  | 43.2 | 85 | 3825 | 3672 | 0 | 3672
| c) In footing columon | m2 | 117 | 99.36 |  | 99.36 | 85 | 9945 | 8445.6 | 0 | 8445.6
2.5 | Steel bar reinforcement |  |  |  |  | 0 |  |  | 0 | 0 | 0
| a) Dia.14 deformed | kg | 1856 | 2745.35 |  | 2745.35 | 34 | 63104 | 93341.9 | 0 | 93341.9
| b) Dia.12 deformed | kg | 1502 | 1394.44 |  | 1394.44 | 34 | 51068 | 47410.96 | 0 | 47410.96
| c) Dia.8 deformed | kg | 3482 | 3569.6 |  | 3569.6 | 35 | 121870 | 124936 | 0 | 124936
2.6 | 12/2 cm chipwood for exspansion | ml | 610 | 589.3 |  | 589.3 | 35 | 21350 | 20625.5 | 0 | 20625.5
| Total to summary ………Birr | [6 empty] | 629172 | 602588.81 | 0 | 602588.81
3 | MASONRY WORK
3.1 | 50mcthick BNGL | m3 | 136 | 139.62 | 0 | 139.62 | 800 | 108800 | 111696 | 0 | 111696
3.2 | 50cm thick ANGL | m3 | 170 | 104.72 | 0 | 104.72 | 800 | 136000 | 83776 | 0 | 83776
| Total to summary ………Birr | [6 empty] | 244800 | 195472 | 0 | 195472
Block OR
ITEM | DESCRIPTION | Unit | Quantity |  |  | To Date Qty | Rate | Sub Total(birr)
|  |  | Contract .Qty | Executed Qty |  |  |  | Contract | Executed |  | Executed
|  |  |  | Previous | Current |  |  |  | Previous | Current
A | B | C | D | E | F |  | G | H= G*D | I= G*E | J= G*F | L= I+J
B.SUPER -SUBSTRUCTURE
1. CONCRETE WORK
1.01 | Reinforced concrete | [6 empty] | 0 | 0
| a) In elevation columon | m3 | 5 | 6.48 |  | 6.48 | 2600 | 13000 | 16848 | 0 | 16848
| b) In beam | m3 | 23 | 21.16 |  | 21.16 | 2600 | 59800 | 55016 | 0 | 55016
| c) In lintel | m3 | 1.2 |  |  | 0 | 2600 | 3120 | 0 | 0 | 0
1.2 | Formwork |  |  |  |  | 0 |  | 0 | 0 | 0 | 0
| a) In elevation columon | m2 | 101 | 129.6 |  | 129.6 | 85 | 8585 | 11016 | 0 | 11016
| b) In beam | m2 | 255 | 276.6 |  | 276.6 | 85 | 21675 | 23511 | 0 | 23511
| c) In lintel | m2 | 10 |  |  | 0 | 85 | 850 | 0 | 0 | 0
1.3 | Steel bar reinforcement |  |  |  |  | 0 |  | 0 | 0 |  | 0
| b) Dia.14 deformed | kg |  |  |  | 0 |  | 0 | 0 | 0 | 0
| c) Dia.12 deformed | kg | 2644 | 2576.17 |  | 2576.17 | 34 | 89896 | 87589.78 | 0 | 87589.78
2.4 | b) Dia.8 deformed | kg | 786 | 884.84 |  | 884.84 | 35 | 27510 | 30969.4 | 0 | 30969.4
| Total to summary ………Birr | [6 empty] | 224436 | 224950.18 | 0 | 224950.18 | -1125.4
2. BLOCK WORK
Concrete block wall class "B"
| a) 20cm thick | m2 | 833 | 550.07 |  | 550.07 | 310 | 258230 | 170521.7 | 0 | 170521.7
| b) 15cm thick | m2 | 419 | 565.91 |  | 565.91 | 295 | 123605 | 166943.45 | 0 | 166943.45 | 486.1125
| Total to summary ………Birr | [6 empty] | 381835 | 337465.15 | 0 | 337465.15
3. ROOFING
3.1 | G-30 CIS roof cover | m2 | 800 | 786.33 |  | 786.33 | 245 | 196000 | 192650.85 | 0 | 192650.85
3.2 | G-30 ribbed sheet | m3 | 85 |  | 73.98 | 73.98 | 220 | 18700 | 0 | 16275.6 | 16275.6
| Total to summary ………Birr | [6 empty] | 214700 | 192650.85 | 16275.6 | 208926.45
4. CARPENTRY & JOINERY
4.1 | All structural members shall be free
from defects.
| a)upper & lower chord dia.10-12cm | ml | 1305.31 | 1378.34 |  | 1378.34 | 18 | 23495.58 | 24810.12 | 0 | 24810.12
| b)Diagonals and verticals dia.8-10cm | ml | 926 | 1305.04 |  | 1305.04 | 16 | 14816 | 20880.64 | 0 | 20880.64
| c)Purline 5x7 cm | ml | 1013.22 | 1201.15 |  | 1201.15 | 48 | 48634.56 | 57655.2 | 0 | 57655.2
4.2 | 25x2.5cm Facia board | ml | 123 |  | 125.1 | 125.1 | 92 | 11316 | 0 | 11509.2 | 11509.2
| Total to summary ………Birr | [6 empty] | 98262.14 | 103345.96 | 11509.2 | 114855.16
Block OR and Delivery
ITEM | DESCRIPTION | Unit | Quantity |  |  | To Date Qty | Rate | Sub Total(birr)
|  |  | Contract .Qty | Executed Qty |  |  |  | Contract | Executed |  | Executed to Date
|  |  |  | Previous | Current |  |  |  | Previous | Current
5.Metal work
5.1 | Window
| a)Type W1 size 120/160cm | no | 4 | 4 |  | 4 | 2400 | 9600 | 9600 | 0 | 9600
| b)Type W3 size 150/160cm | no | 20 | 21 |  | 21 | 3000 | 60000 | 63000 | 0 | 63000
| c)Type W9 size 110/160cm | no | 1 | 2 |  | 2 | 2200 | 2200 | 4400 | 0 | 4400
| d)Type W10 size 150/160cm | no | 7 | 3 |  | 3 | 1125 | 7875 | 3375 | 0 | 3375
| e)Type W25 size 100/60cm | no | 4 |  |  | 0 | 750 | 3000 | 0 | 0 | 0
5.2 | Door | [6 empty] | 0 | 0 | 0 | 0
| c) Type D10 size- 80/270cm | No | 2 |  | 5 |  | 2700 | 5400 | 0 | 13500 | 0
[8 empty] | 0 | 0 | 0 | 0
| Total to summary ………Birr | [6 empty] | 88075 | 80375 | 13500 | 80375
6. FINISHING
6.1 | Two coats plastering one coats
| rendering | m2 | 833 | 246.17 |  | 246.17 | 115 | 95795 | 28309.55 | 0 | 28309.55
6.2 | three coats of plastering to internal |  |  |  |  | 0 |  | 0 | 0 | 0 | 0
| & external coloumns and beams. | m2 | 1671 | 2474.14 |  | 2474.14 | 140 | 233940 | 346379.6 | 0 | 346379.6
6.3 | plastic Ceiling | m2 | 625 | 184.79 | 431.16 | 615.95 | 340 | 212500 | 62828.6 | 146594.4 | 209423
6.4 | wall ceramic 200*300*6mm | m2 | 422 |  |  | 0 | 330 | 139260 | 0 | 0 | 0
6.5 | floor ceramic | m2 | 625 |  | 644.46 | 644.46 | 380 | 237500 | 0 | 244894.8 | 244894.8
6.6 | ceramic skirting | ml | 610 |  |  | 0 | 50 | 30500 | 0 | 0 | 0
6.9 | Pavement | m2 | 148 |  | 75 | 75 | 450 | 66600 | 0 | 33750 | 33750
| Total to summary ………Birr | [6 empty] | 1016095 | 437517.75 | 425239.2 | 862756.95
10. ElECTRICAL INSTALATION
2 | Light Points
2.01 | light points rigid conduits | Pcs | 138 |  | 140 | 140 | 320 | 44160 | 0 | 44800 | 44800
4 | Socket Outlet points | [7 empty] | 0 | 0 | 0
4.01 | Socket Outlet points in rigid conduits | Pcs | 78 |  | 64 | 64 | 260 | 20280 | 0 | 16640 | 16640
[6 empty] | 0 |  | 0 | 0 | 0 | 0
[6 empty] | 0 |  | 0 | 0 | 0 | 0
[6 empty] | 0 |  | 0 | 0 | 0 | 0
| Total to summary ………Birr | [6 empty] | 64440 | 0 | 61440 | 61440

## EMERGENCY
Block EMERGENCY
ITEM | DESCRIPTION | Unit | Quantity |  |  | To Date Qty | Rate | Sub Total(birr)
|  |  | Contract .Qty | Executed Qty |  |  |  | Contract | Executed |  | Executed to Date
|  |  |  | Previous | Current |  |  |  | Previous | Current
A | B | C | D | E | F |  | G | H= G*D | I= G*E | J= G*F | L= I+J
A.SUBSTRUCTURE
1 | EXCAVATION AND EARTH WORK
1.01 | Site clearing | m2 | 501.2 | 337.76 |  | 337.76 | 6 | 3007.2 | 2026.56 | 0 | 2026.56
1.02 | Bulk excavation up to 1.5m | m3 | 546.74 | 211.57 |  | 211.57 | 25 | 13668.5 | 5289.25 | 0 | 5289.25
1.04 | Ditto but exceeding 1500mm | m3 | 205.03 | 0 |  | 0 | 35 | 7176.05 | 0 | 0 | 0
1.05 | Fill selected | m3 | 794.5 | 243.37 |  | 243.37 | 40 | 31780 | 9734.8 | 0 | 9734.8
1.06 | Cart away | m3 | 902.07 | 257.46 |  | 257.46 | 25 | 22551.75 | 6436.5 | 0 | 6436.5
1.7 | 25cm thick hard core | m3 | 278.68 | 225.33 |  | 225.33 | 105 | 29261.4 | 23659.65 | 0 | 23659.65
| Total to summary ………Birr | [6 empty] | 107444.9 | 47146.76 | 0 | 47146.76
2 CONCRETE WORK
2.1 | C-7 lean concrete
| a)Under masonry foundation | m2 | 83 | 77.15 |  | 77.15 | 65 | 5395 | 5014.75 |  | 5014.75
| c)Footing pad | m2 | 36 | 28 |  | 28 | 65 | 2340 | 1820 | 0 | 1820
2.2 | 10cm thick slab | m2 | 278.68 | 223.53 |  | 223.53 | 260 | 72456.8 | 58117.8 | 0 | 58117.8
2.3 | Reinforced concrete |  |  |  |  | 0
| a) in grade beam | m3 | 28 | 16.17 |  | 16.17 | 2600 | 72800 | 42042 | 0 | 42042
| b) In Footing pad | m3 | 7.2 | 5.6 |  | 5.6 | 2600 | 18720 | 14560 | 0 | 14560
| c) In footing columon | m3 | 18 | 2.92 |  | 2.92 | 2600 | 46800 | 7592 | 0 | 7592
2.4 | Formwork |  |  |  |  | 0 |  |  | 0 | 0 | 0
| a) in grade beam | m2 | 168.8 | 125.88 |  | 125.88 | 85 | 14348 | 10699.8 | 0 | 10699.8
| b) In Footing pad | m2 | 36 | 22.4 |  | 22.4 | 85 | 3060 | 1904 | 0 | 1904
| c) In footing columon | m2 | 90 | 58.46 |  | 58.46 | 85 | 7650 | 4969.1 | 0 | 4969.1
2.5 | Steel bar reinforcement |  |  |  |  | 0 |  |  | 0 | 0 | 0
| a) Dia.14deformed | kg | 2234 | 1277.72 |  | 1277.72 | 34 | 75956 | 43442.48 | 0 | 43442.48
| b) Dia.8 deformed | kg | 2542 | 1399.48 |  | 1399.48 | 35 | 88970 | 48981.8 | 0 | 48981.8
| c) Dia.12 deformed | kg | 842 | 749.47 |  | 749.47 | 34 | 28628 | 25481.98 | 0 | 25481.98
2.6 | 12/2 cm chipwood for exspansion | ml | 380 | 263 |  | 263 | 35 | 13300 | 9205 | 0 | 9205
| Total to summary ………Birr | [6 empty] | 450423.8 | 273830.71 | 0 | 273830.71
3 | MASONRY WORK
3.1 | 50mcthick BNGL | m3 | 64 | 44.28 |  | 44.28 | 800 | 51200 | 35424 | 0 | 35424
3.2 | 50cm thick ANGL | m3 | 87 | 38.77 |  | 38.77 | 880 | 76560 | 34117.6 | 0 | 34117.6
| Total to summary ………Birr | [6 empty] | 127760 | 69541.6 | 0 | 69541.6
Block Emergency
ITEM | DESCRIPTION | Unit | Quantity |  |  | To Date Qty | Rate | Sub Total(birr)
|  |  | Contract .Qty | Executed Qty |  |  |  | Contract | Executed |  | Executed
|  |  |  | Previous | Current |  |  |  | Previous | Current
A | B | C | D | E | F |  | G | H= G*D | I= G*E | J= G*F | L= I+J
B.SUPER -SUBSTRUCTURE
1. CONCRETE WORK
1.01 | Reinforced concrete
| a) In elevation columon | m3 | 4.32 | 3.36 |  | 3.36 | 2600 | 11232 | 8736 | 0 | 8736
| b) In beam | m3 | 12 | 9.7 |  | 9.7 | 2600 | 31200 | 25220 | 0 | 25220
| c) In lintel | m3 | 1.29 |  |  | 0 | 2600 | 3354 | 0 | 0 | 0
1.2 | Formwork |  |  |  |  | 0 |  | 0 | 0 | 0 | 0
| a) In elevation columon | m2 | 96 | 67.2 |  | 67.2 | 85 | 8160 | 5712 | 0 | 5712
| b) In beam | m2 | 194 | 129.36 |  | 129.36 | 85 | 16490 | 10995.6 | 0 | 10995.6
| c) In lintel | m2 | 18 |  |  | 0 | 85 | 1530 | 0 | 0 | 0
1.3 | Steel bar reinforcement |  |  |  |  | 0 |  | 0 | 0 | 0 | 0
| a) Dia.14 deformed | kg |  |  |  | 0 |  | 0 | 0 | 0 | 0
| b) Dia.12 deformed | kg | 1420 | 921.85 |  | 921.85 | 34 | 48280 | 31342.9 | 0 | 31342.9
| c) Dia.8 deformed | kg | 1290 | 299.33 | 129.52 | 428.85 | 35 | 45150 | 10476.55 | 4533.2 | 15009.75
| Total to summary ………Birr | [6 empty] | 165396 | 92483.05 | 4533.2 | 97016.25
2. BLOCK WORK
Concrete block wall class "B"
| a) 20cm thick | m2 | 420 | 290.62 |  | 290.62 | 310 | 130200 | 90092.2 | 0 | 90092.2
| b) 15cm thick | m2 | 105 | 91.61 |  | 91.61 | 295 | 30975 | 27024.95 | 0 | 27024.95
| Total to summary ………Birr | [6 empty] | 161175 | 117117.15 | 0 | 117117.15
3. ROOFING
3.1 | G-30 CIS roof cover | m2 | 366 | 366.33 |  | 366.33 | 245 | 89670 | 89750.85 | 0 | 89750.85
3.2 | G-30 ribbed sheet ceiling | m2 | 77 |  | 48.17 |  | 220 | 16940 | 0 | 10597.4 | 10597.4
| Total to summary ………Birr | [6 empty] | 106610 | 89750.85 | 10597.4 | 100348.25
4. CARPENTRY & JOINERY
4.1 | All structural members shall be free
from defects.
| a)upper & lower chord dia.10-12cm | ml | 681 | 600.78 |  | 600.78 | 18 | 12258 | 10814.04 | 0 | 10814.04
| b)Diagonals and verticals dia.8-10cm | ml | 574.5 | 633.75 |  | 633.75 | 16 | 9192 | 10140 | 0 | 10140
| c)Purline 5x7 cm | ml | 612 | 467.04 |  | 467.04 | 48 | 29376 | 22417.92 | 0 | 22417.92
4.2 | 25x2.5cm Facia board | ml | 74 |  | 75.9 | 75.9 | 92 | 0 | 0 | 6982.8 | 6982.8
| Total to summary ………Birr | [6 empty] | 50826 | 43371.96 | 6982.8 | 50354.76
Block Emergency
ITEM | DESCRIPTION | Unit | Quantity |  |  | To Date Qty | Rate | Sub Total(birr)
|  |  | Contract .Qty | Executed Qty |  |  |  | Contract | Executed |  | Executed
|  |  |  | Previous | Current |  |  |  | Previous | Current
A | B | C | D | E | F |  | G | H= G*D | I= G*E | J= G*F | L= I+J
5.Metal work
5.1 | Window
| a)Type W1 size 120/160cm | no | 3 | 2 |  | 2 | 2400 | 7200 | 4800 | 0 | 4800
| b)Type W3 size 150/160cm | no | 9 | 9 |  | 9 | 3000 | 27000 | 27000 | 0 | 27000
| c)Type W1T size 125/60cm | no | 1 | 1 |  | 1 | 937 | 937 | 937 | 0 | 937
| d)Type W3T size 150/160cm | no | 1 | 1 |  | 1 | 3000 | 3000 | 3000 | 0 | 3000
| e)Type W7 size 100/160cm | no | 2 | 2 |  | 2 | 2000 | 4000 | 4000 | 0 | 4000
| f)Type W9T size 170/60cm | no | 1 | 1 |  | 1 | 1275 | 1275 | 1275 | 0 | 1275
5.2 | Doors | [6 empty] | 0 | 0 | 0 | 0
| a) Type D4 size :-150/270cm | No | 2 |  | 2 |  | 5062 | 10124 | 0 | 10124 | 10124
| b)Type D7 size :-120/270cm | No | 1 |  | 1 |  | 4050 | 4050 | 0 | 4050 | 4050
| Total to summary ………Birr | [6 empty] | 57586 | 41012 | 14174 | 55186
6. FINISHING
6.1 | Two coats plastering one coats |  |  |  |  | 0
| rendering | m2 | 241 | 135.58 |  | 135.58 | 115 | 27715 | 15591.7 | 0 | 15591.7
6.2 | three coats of plastering to internal | [7 empty] | 0 | 0 | 0
| & external coloumns and beams. | m2 | 852 | 410.65 |  | 410.65 | 140 | 119280 | 57491 | 0 | 57491
6.3 | plastic ceiling | m2 | 292.31 |  | 229.21 | 229.21 | 340 | 99385.4 | 0 | 77931.4 | 77931.4
6.6 | non slippery ceramic tile | m2 | 347 |  | 229.21 | 229.21 | 380 | 131860 | 0 | 87099.8 | 87099.8
6.7 | skirting | ml | 378 |  | 200.3 | 200.3 | 50 | 18900 | 0 | 10015 | 10015
6.8 | 10cm thick pavement | m2 | 80 |  | 88.92 |  | 450 | 36000 | 0 | 40014 | 40014
| Total to summary ………Birr | [6 empty] | 433140.4 | 73082.7 | 215060.2 | 288142.9

## Adminstration
Block Adminstration
ITEM | DESCRIPTION | Unit | Quantity |  |  | To Date Qty | Rate | Sub Total(birr)
|  |  | Contract .Qty | Executed Qty |  |  |  | Contract | Executed |  | Executed to Date
|  |  |  | Previous | Current |  |  |  | Previous | Current
A | B | C | D | E | F |  | G | H= G*D | I= G*E | J= G*F | L= I+J
A.SUBSTRUCTURE
1 | EXCAVATION AND EARTH WORK
1.01 | Site clearing | m2 | 427 | 426.3 |  | 426.3 | 6 | 2562 | 2557.8 | 0 | 2557.8
1.02 | Bulk excavation to 1.5m | m3 | 514 | 266.4 |  | 266.4 | 25 | 12850 | 6660 | 0 | 6660
1.04 | Ditto but exceeding 1500mm | m3 | 171.33 |  |  | 0 | 35 | 5996.55 | 0 | 0 | 0
1.05 | Fill selected | m3 | 685.33 | 307.96 |  | 307.96 | 40 | 27413.2 | 12318.4 | 0 | 12318.4
1.06 | Cart away | m3 | 813.43 | 369.44 |  | 369.44 | 25 | 20335.75 | 9236 | 0 | 9236
1.07 | 25cm thick hard core | m2 | 292 | 300.51 |  | 300.51 | 105 | 30660 | 31553.55 | 0 | 31553.55
| Total to summary ………Birr | [6 empty] | 99817.5 | 62325.75 | 0 | 62325.75
2 CONCRETE WORK
2.01 | C-7 lean concrete
| a)Under masonry foundation | m2 | 126 | 103.28 | 0 | 103.28 | 65 | 8190 | 6713.2 | 0 | 6713.2
| c)Footing pad | m2 | 70 | 34 |  | 34 | 65 | 4550 | 2210 | 0 | 2210
2.2 | 10cm thick Floor slab | m2 | 292 | 300.51 |  | 300.51 | 260 | 75920 | 78132.6 | 0 | 78132.6
2.3 | Reinforced concrete |  |  |  |  | 0 |  | 0 | 0 | 0 | 0
| a) in grade beam | m3 | 15 | 20.7 |  | 20.7 | 2600 | 39000 | 53820 | 0 | 53820
| b) In Footing pad | m3 | 12 | 6.8 |  | 6.8 | 2600 | 31200 | 17680 | 0 | 17680
| c) In footing columon | m3 | 6 | 3.4 |  | 3.4 | 2600 | 15600 | 8840 | 0 | 8840
2.4 | Formwork |  |  |  |  | 0 |  | 0 | 0 | 0 | 0
| a) in grade beam |  | 148 | 169.8 |  | 169.8 | 85 | 12580 | 14433 | 0 | 14433
| b) In Footing pad | m2 | 36 | 27.2 |  | 27.2 | 85 | 3060 | 2312 | 0 | 2312
| c) In footing columon | m2 | 93 | 62.56 |  | 62.56 | 85 | 7905 | 5317.6 | 0 | 5317.6
2.5 | Steel bar reinforcement |  |  |  |  | 0 |  | 0 | 0 | 0 | 0
| a) Dia.14deformed |  | 1121 | 1637.23 |  | 1637.23 | 34 | 38114 | 55665.82 | 0 | 55665.82
| b) Dia.12 deformed | kg | 580 | 902.14 |  | 902.14 | 34 | 19720 | 30672.76 | 0 | 30672.76
| c) Dia.8 deformed | kg | 1635 | 1637.2 |  | 1637.2 | 35 | 57225 | 57302 | 0 | 57302
2.6 | 12/2 cm chipwood for exspansion | ml | 221 | 324.1 |  | 324.1 | 35 | 7735 | 11343.5 | 0 | 11343.5
| Total to summary ………Birr | [6 empty] | 320799 | 344442.48 | 0 | 344442.48
3 | MASONRY WORK
3.1 | 50mcthick basaltic BNGL | m3 | 78 | 55.2 |  | 55.2 | 800 | 62400 | 44160 | 0 | 44160
3.2 | 50cm thick basaltic ANGL | m3 | 94 | 70.32 |  | 70.32 | 880 | 82720 | 61881.6 | 0 | 61881.6
| Total to summary ………Birr | [6 empty] | 145120 | 106041.6 | 0 | 106041.6
Block Adminstration
ITEM | DESCRIPTION | Unit | Quantity |  |  | To Date Qty | Rate | Sub Total(birr)
|  |  | Contract .Qty | Executed Qty |  |  |  | Contract | Executed |  | Executed
|  |  |  | Previous | Current |  |  |  | Previous | Current
A | B | C | D | E | F |  | G | H= G*D | I= G*E | J= G*F | L= I+J
B.SUPER -SUBSTRUCTURE
1. CONCRETE WORK
1.01 | Reinforced concrete | [6 empty] | 0 | 0 |  | 0
| a) In elevation columon | m3 | 2.4 | 4.08 |  | 4.08 | 2600 | 6240 | 10608 | 0 | 10608
| b) In beam | m3 | 9.3 | 12.52 |  | 12.52 | 2600 | 24180 | 32552 | 0 | 32552
| c) In lintel | m3 | 0.75 |  |  | 0 | 2600 | 1950 | 0 | 0 | 0
1.2 | Formwork |  |  |  |  | 0 |  | 0 | 0 | 0 | 0
| a) In elevation columon | m2 | 48 | 81.6 |  | 81.6 | 85 | 4080 | 6936 | 0 | 6936
| b) In beam | m2 | 148 | 155.36 | 7.74 | 163.1 | 85 | 12580 | 13205.6 | 657.9 | 13863.5
| c) In lintel | m2 | 8 |  |  | 0 | 85 | 680 | 0 | 0 | 0
1.3 | Steel bar reinforcement |  |  |  |  | 0 |  | 0 | 0 | 0 | 0
| a) Dia.14 deformed | kg |  |  |  | 0 |  | 0 | 0 | 0 | 0
| b) Dia.12 deformed | kg | 1077 | 1469.96 |  | 1469.96 | 34 | 36618 | 49978.64 | 0 | 49978.64
| c) Dia.8 deformed | kg | 325 | 488.5 |  | 488.5 | 35 | 11375 | 17097.5 | 0 | 17097.5
| d) Dia.6 deformed | kg | 0 |  |  | 0 | 0 | 0 | 0 | 0 | 0
| Total to summary ………Birr | [6 empty] | 97703 | 130377.74 | 657.9 | 131035.64
2. BLOCK WORK
Concrete block wall class "B"
| a) 20cm thick | m2 | 180 | 100 | 107.79 | 207.79 | 310 | 55800 | 31000 | 33414.9 | 64414.9
| b) 15cm thick | m2 | 282 |  | 248.7 | 248.7 | 295 | 83190 | 0 | 73366.5 | 73366.5
| Total to summary ………Birr | [6 empty] | 138990 | 31000 | 106781.4 | 137781.4
3. ROOFING
3.1 | G-30 CIS roof cover | m2 | 392 | 391.98 |  | 391.98 | 245 | 96040 | 96035.1 | 0 | 96035.1
3.2 | G-30 ribbed sheet | m2 | 51 |  | 49.32 | 49.32 | 220 | 11220 | 0 | 10850.4 | 10850.4
| Total to summary ………Birr | [6 empty] | 107260 | 96035.1 | 10850.4 | 106885.5
4. CARPENTRY & JOINERY
4.1 | All structural members shall be free
from defects.
| a)upper & lower chord dia.10-12cm | ml | 686 | 660.53 |  | 660.53 | 18 | 12348 | 11889.54 | 0 | 11889.54
| b)Diagonals and verticals dia.8-10cm | ml | 377 | 485.34 |  | 485.34 | 16 | 6032 | 7765.44 | 0 | 7765.44
| c)Purline 5x7 cm | ml | 458 | 514.8 |  | 514.8 | 48 | 21984 | 24710.4 | 0 | 24710.4
4.2 | 25*2.5cm faciaboard | m | 85 |  | 85.4 |  | 92 | 7820 | 0 | 7856.8 | 7856.8
| Total to summary ………Birr | [6 empty] | 48184 | 44365.38 | 7856.8 | 52222.18
5. METAL WORK
5.1 | Windows
| a) Type W4 size-160/160cm | No | 9 |  | 9 | 9 | 3200 | 28800 | 0 | 28800 | 28800
| b) Type W5 size-200/160cm | No | 1 |  | 10 | 10 | 4000 | 4000 | 0 | 40000 | 40000
| c) Type W47size-100/160cm | No | 1 |  | 1 | 1 | 2000 | 2000 | 0 | 2000 | 2000
| d) Type WT1 size-80/60cm | No | 1 |  | 1 | 1 | 600 | 600 | 0 | 600 | 600
| e) Type WT2size-110/60cm | No | 1 |  | 1 | 1 | 825 | 825 | 0 | 825 | 825
| f) Type WT3size-118/60cm | No | 2 |  | 2 | 2 | 885 | 1770 | 0 | 1770 | 1770
[8 empty] | 0 | 0 | 0 | 0
| Total to summary ………Birr | [6 empty] | 37995 | 0 | 73995 | 73995
6. FINISHING
6.1 | Two coats plastering one coats |  |  |  |  | 0
| rendering | m2 | 180 |  | 163.96 | 163.96 | 115 | 20700 | 0 | 18855.4 | 18855.4
6.2 | three coats of plastering to internal |  |  |  |  | 0 |  | 0 | 0 | 0 | 0
| & external coloumns and beams. | m2 | 744 |  | 800 | 800 | 140 | 104160 | 0 | 112000 | 112000
6.3 | plastic ceiling | m2 | 292 |  | 299.67 | 299.67 | 340 | 99280 | 0 | 101887.8 | 101887.8
6.4 | wall ceramic | m2 | 80 |  |  | 0 | 330 | 26400 | 0 | 0 | 0
6.5 | floorceramic | m2 | 292 |  | 300.78 | 300.78 | 380 | 110960 | 0 | 114296.4 | 114296.4
6.6 | ceramic tile skirting | m | 221 |  | 256.49 | 256.49 | 50 | 11050 | 0 | 12824.5 | 12824.5
6.7 | window cill | m | 34 |  |  | 0 | 275 | 9350 | 0 | 0 | 0
6.8 | angle iron protection | m | 6 |  |  | 0 | 195 | 1170 | 0 | 0 | 0
6.9 | 10cm thick pavement | m2 | 102 |  |  | 0 | 450 | 45900 | 0 | 0 | 0
6.1 | half ditch concrete pipes | ml | 86 |  |  | 0 | 160 | 13760 | 0 | 0 | 0
6.11 | curb stone | ml | 86 |  |  | 0 | 155 | 13330 | 0 | 0 | 0
| Total to summary ………Birr | [6 empty] | 456060 | 0 | 359864.1 | 359864.1

## DIAGONSTIC
Block DIAGONSTIC
ITEM | DESCRIPTION | Unit | Quantity |  |  | To Date Qty | Rate | Sub Total(birr)
|  |  | Contract .Qty | Executed Qty |  |  |  | Contract | Executed |  | Executed to Date
|  |  |  | Previous | Current |  |  |  | Previous | Current
A | B | C | D | E | F |  | G | H= G*D | I= G*E | J= G*F | L= I+J
A.SUBSTRUCTURE
1 | EXCAVATION AND EARTH WORK
1.01 | Site clearing | m2 | 434.09 | 352.59 |  | 352.59 | 6 | 2604.54 | 2115.54 | 0 | 2115.54
1.02 | Bulk excavation up to 1.5m | m3 | 558.18 | 205.75 |  | 205.75 | 25 | 13954.5 | 5143.75 | 0 | 5143.75
1.04 | Ditto but exceeding 1500mm | m3 | 139.55 |  |  | 0 | 35 | 4884.25 | 0 | 0 | 0
1.05 | Fill selected | m3 | 552 | 269.82 |  | 269.82 | 40 | 22080 | 10792.8 | 0 | 10792.8
1.06 | Cart away | m3 | 827.95 | 309.68 |  | 309.68 | 25 | 20698.75 | 7742 | 0 | 7742
1.7 | 25cm thick hard core | m3 | 220.59 | 242.78 |  | 242.78 | 105 | 23161.95 | 25491.9 | 0 | 25491.9
| Total to summary ………Birr | [6 empty] | 87383.99 | 51285.99 | 0 | 51285.99
2 CONCRETE WORK
2.01 | C-7 lean concrete
| a)Under masonry foundation | m2 | 48.65 | 74.4 | 0 | 74.4 | 65 | 3162.25 | 4836 | 0 | 4836
| b) in grade beam | m2 | 48.65 |  |  | 0 | 65 | 3162.25 | 0 | 0 | 0
| c)Footing pad | m2 | 24 | 22 |  | 22 | 65 | 1560 | 1430 | 0 | 1430
2.2 | 10cm thick slab | m2 | 241.62 |  | 242.78 | 242.78 | 260 | 62821.2 | 0 | 63122.8 | 63122.8
2.3 | Reinforced concrete |  |  |  |  | 0 |  | 0 | 0 | 0 | 0
| a) in grade beam | m3 | 16.67 | 15.18 |  | 15.18 | 2600 | 43342 | 39468 | 0 | 39468
| b) In Footing pad | m3 | 4.8 | 4.4 |  | 4.4 | 2600 | 12480 | 11440 | 0 | 11440
| c) In footing columon | m3 | 12 | 1.75 |  | 1.75 | 2600 | 31200 | 4550 | 0 | 4550
2.4 | Formwork |  |  |  |  | 0 |  | 0 | 0 | 0 | 0
| a) in grade beam | m2 | 128.76 | 121.4 |  | 121.4 | 85 | 10944.6 | 10319 | 0 | 10319
| b) In Footing pad | m2 | 24 | 17.6 |  | 17.6 | 85 | 2040 | 1496 | 0 | 1496
| c) In footing columon | m2 | 60 | 44 |  | 44 | 85 | 5100 | 3740 | 0 | 3740
2.5 | Steel bar reinforcement |  |  |  |  | 0 |  | 0 | 0 | 0 | 0
| a) Dia14 deformed | kg | 1145 | 1202.28 |  | 1202.28 | 34 | 38930 | 40877.52 | 0 | 40877.52
| b) Dia.12 deformed | kg | 623 | 513.41 |  | 513.41 | 34 | 21182 | 17455.94 | 0 | 17455.94
| c) Dia.8 deformed | kg | 1455 | 443.59 |  | 443.59 | 35 | 50925 | 15525.65 | 0 | 15525.65
2.6 | 12/2 cm chipwood for exspansion | ml | 329 |  |  | 0 | 35 | 11515 | 0 | 0 | 0
| Total to summary ………Birr | [6 empty] | 298364.3 | 151138.11 | 63122.8 | 214260.91
3 | MASONRY WORK
3.1 | 50mcthick BNGL | m3 | 35.96 | 59.52 |  | 59.52 | 800 | 28768 | 47616 | 0 | 47616
3.2 | 50cm thick ANGL | m3 | 44.95 | 37.2 |  | 37.2 | 880 | 39556 | 32736 | 0 | 32736
| Total to summary ………Birr | [6 empty] | 68324 | 80352 | 0 | 80352
Block Diagonstic
ITEM | DESCRIPTION | Unit | Quantity |  |  | To Date Qty | Rate | Sub Total(birr)
|  |  | Contract .Qty | Executed Qty |  |  |  | Contract | Executed |  | Executed
|  |  |  | Previous | Current |  |  |  | Previous | Current
A | B | C | D | E | F |  | G | H= G*D | I= G*E | J= G*F | L= I+J
B.SUPER -SUBSTRUCTURE
1. CONCRETE WORK
1.01 | Reinforced concrete | [6 empty] | 0 | 0
| a) In elevation columon | m3 | 2.88 | 2.64 |  | 2.64 | 2600 | 7488 | 6864 | 0 | 6864
| b) In beam | m3 | 10.04 | 9.14 |  | 9.14 | 2600 | 26104 | 23764 | 0 | 23764
| c) In lintel | m3 | 0.84 |  |  | 0 | 2600 | 2184 | 0 | 0 | 0
1.2 | Formwork |  |  |  |  | 0 |  | 0 | 0 | 0 | 0
| a) In elevation columon | m2 | 63.36 | 52.8 |  | 52.8 | 85 | 5385.6 | 4488 | 0 | 4488
| b) In beam | m2 | 193.92 | 121.92 |  | 121.92 | 85 | 16483.2 | 10363.2 | 0 | 10363.2
| c) In lintel | m2 | 11.2 |  |  | 0 | 85 | 952 | 0 | 0 | 0
1.3 | Steel bar reinforcement |  |  |  |  | 0 |  | 0 | 0 | 0 | 0
| a) Dia.14 deformed | kg |  |  |  | 0 |  | 0 | 0 | 0 | 0
| b) Dia.12 deformed | kg | 1123 | 1127.16 |  | 1127.16 | 34 | 38182 | 38323.44 | 0 | 38323.44
| c) Dia.8 deformed | kg | 289 | 379.04 |  | 379.04 | 35 | 10115 | 13266.4 | 0 | 13266.4
| d) Dia.6 deformed | kg | 174 | 0 |  | 0 | 35 | 6090 | 0 | 0 | 0
| Total to summary ………Birr | [6 empty] | 112983.8 | 97069.04 | 0 | 97069.04
2. BLOCK WORK
2.1 | Concrete block wall class "B"
| a) 20cm thick | m2 | 223.3 | 148.88 |  | 148.88 | 310 | 69223 | 46152.8 | 0 | 46152.8 | 88.59
| b) 15cm thick | m2 | 276.33 | 249.8 |  | 249 | 295 | 81517.35 | 73691 | 0 | 73691
| c) 10cm thick | m2 | 18 |  | 59.22 |  | 285 | 5130 | 0 | 16877.7 | 16877.7
2.2 | 50cm thick stone masonary | m2 | 67.6 |  | 58.43 |  | 1500 | 101400 | 0 | 87645 | 87645
| Total to summary ………Birr | [6 empty] | 257270.35 | 119843.8 | 104522.7 | 224366.5
3. ROOFING
3.1 | G-30 CIS roof cover | m2 | 329.7 | 331.58 |  | 331.58 | 245 | 80776.5 | 81237.1 | 0 | 81237.1
3.2 | Ribbed sheet | ml | 43 |  | 43.14 |  | 220 | 9460 | 0 | 9490.8 | 9490.8
| Total to summary ………Birr | [6 empty] | 90236.5 | 81237.1 | 9490.8 | 90727.9
4. CARPENTRY & JOINERY
4.1 | All structural members shall be free
from defects.
| a)upper & lower chord dia.10-12cm | ml | 456 | 537.41 |  | 537.41 | 20 | 9120 | 10748.2 | 0 | 10748.2
| b)Diagonals and verticals dia.8-10cm | ml | 299 | 576.98 |  | 576.98 | 19 | 5681 | 10962.62 | 0 | 10962.62
| c)Purline 5x7 cm | ml | 471 | 423.9 |  | 423.9 | 45 | 21195 | 19075.5 | 0 | 19075.5
4.2 | 25x2.5cm Facia board | ml | 61.1 |  | 76.1 | 76.1 | 105 | 6415.5 | 7990.5 | 7990.5 | 15981
| Total to summary ………Birr | [6 empty] | 42411.5 | 48776.82 | 7990.5 | 56767.32
Block DIAGONSTIC
ITEM | DESCRIPTION | Unit | Quantity |  |  | To Date Qty | Rate | Sub Total(birr)
|  |  | Contract .Qty | Executed Qty |  |  |  | Contract | Executed |  | Executed to Date
|  |  |  | Previous | Current |  |  |  | Previous | Current
A | B | C | D | E | F |  | G | H= G*D | I= G*E | J= G*F | L= I+J
5. Metal
5.1 | Type WL1 size-120/80cm (LEAD WINDOW) | Nº | 1 | 0 |  | 0 | 15360 | 15360 | 0 | 0 | 0
5.2 | Type WL2 size-50/50cm (LEAD WINDOW) | Nº | 1 | 0 |  | 0 | 4000 | 4000 | 0 | 0 | 0 |  | 0 | 0
5.3 | Type WT1 size-70/60cm | Nº | 2 | 0 | 2 | 2 | 525 | 1050 | 0 | 1050 | 1050
5.4 | Type W1T size-120/60cm | Nº | 2 | 0 | 2 | 2 | 900 | 1800 | 0 | 1800 | 1800
5.5 | Type WT1 size-120/160cm | Nº | 1 |  |  | 0 | 2400 | 2400 | 0 | 0 | 0
5.6 | Type W3T size-150/60cm | Nº | 2 |  | 2 | 2 | 1125 | 2250 | 0 | 2250 | 2250
5.7 | Type W7T size-100/60cm | Nº | 3 |  | 2 | 2 | 750 | 2250 | 0 | 1500 | 1500
5.8 | Type W3 size-150/160cm | Nº | 10 |  | 10 | 10 | 3000 | 30000 | 0 | 30000 | 30000
5.9 | Type W7 size-100/160cm | Nº | 2 |  | 2 | 2 | 2000 | 4000 | 0 | 4000 | 4000
5.1 | Type W8 size-80/160cm | Nº | 1 |  | 1 | 1 | 1600 | 1600 | 0 | 1600 | 1600
| Doors | [6 empty] | 0 | 0 | 0 | 0
5.11 | D3 size 70x270cm | Nº | 6 |  | 4 | 4 | 2362.5 | 14175 | 0 | 9450 | 9450
5.12 | D2 size 80x270cm | Nº | 1 |  | 1 | 1 | 2700 | 2700 | 0 | 2700 | 2700
5.13 | D6 size 140x270cm | Nº | 2 |  | 2 | 2 | 4725 | 9450 | 0 | 9450 | 9450
[9 empty] | 0 | 0 | 0
| Total to summary ………Birr | [6 empty] | 91035 | 0 | 63800 | 63800
6. FINISHING
6.1 | Two coats plastering one coats
| rendering | m2 | 190.04 | 128.79 |  | 128.79 | 110 | 20904.4 | 14166.9 | 0 | 14166.9
6.2 | three coats of plastering to internal |  |  |  |  | 0 |  | 0 | 0 | 0 | 0
| & external coloumns and beams. | m2 | 687.86 |  | 600 | 600 | 140 | 96300.4 | 0 | 84000 | 84000
6.3 | Plastic ceiling | m2 | 254 |  | 242.78 | 242.78 | 340 | 86360 | 0 | 82545.2 | 82545.2
6.5 | non slippery ceramic tile | m2 | 213 |  |  | 0 | 380 | 80940 | 0 | 0 | 0
6.6 | Ceramic tile skirrting | ml | 273 |  |  | 0 | 50 | 13650 | 0 | 0 | 0
0
| Total to summary ………Birr | [6 empty] | 298154.8 | 14166.9 | 166545.2 | 180712.1

## Staff
Block Staff
ITEM | DESCRIPTION | Unit | Quantity |  |  | To Date Qty | Rate | Sub Total(birr)
|  |  | Contract .Qty | Executed Qty |  |  |  | Contract | Executed |  | Executed to Date
|  |  |  | Previous | Current |  |  |  | Previous | Current
A | B | C | D | E | F |  | G | H= G*D | I= G*E | J= G*F | L= I+J
A.SUBSTRUCTURE
1 | EXCAVATION AND EARTH WORK
1.1 | Site clearing | m2 | 196 | 163.4 |  | 163.4 | 6 | 1176 | 980.4 | 0 | 980.4
1.2 | Bulk excavation up to 1.5m | m3 | 93 | 68.4 |  | 68.4 | 25 | 2325 | 1710 | 0 | 1710
1.3 | Trench excavation | m3 | 36 | 10.86 |  | 10.86 | 30 | 1080 | 325.8 | 0 | 325.8
1.4 | Excavation for footing | m4 | 28 | 21.97 |  | 21.97 | 30 | 840 | 659.1 | 0 | 659.1
1.5 | Excavation above 1.5m | m5 | 28 |  |  | 0 | 80 | 2240 | 0 | 0 | 0
1.6 | Fill selected | m3 | 174 | 116.81 |  | 116.81 | 40 | 6960 | 4672.4 | 0 | 4672.4
1.7 | Cart away | m3 | 316 | 150.25 |  | 150.25 | 25 | 7900 | 3756.25 | 0 | 3756.25
1.8 | 25cm thick hard core | m3 | 96 | 96 |  | 96 | 105 | 10080 | 10080 | 0 | 10080
| Total to summary ………Birr | [6 empty] | 32601 | 22183.95 | 0 | 22183.95
2 | MASONRY WORK
2.1 | 50mcthick BNGL | m3 | 34 | 28.96 |  | 28.96 | 800 | 27200 | 23168 | 0 | 23168
2.2 | 50cm thick ANGL | m3 | 10 | 25.34 |  | 25.34 | 880 | 8800 | 22299.2 | 0 | 22299.2
| Total to summary ………Birr | [6 empty] | 36000 | 45467.2 | 0 | 45467.2
3 CONCRETE WORK
3.1 | C-7 lean concrete
| a)Under masonry foundation | m2 | 23 | 34.5 |  | 34.5 | 65 | 1495 | 2242.5 | 0 | 2242.5
| c)Footing pad | m2 | 15 | 10 |  | 10 | 65 | 975 | 650 | 0 | 650
3.2 | Reinforced concrete |  |  |  |  | 0 |  | 0 | 0 | 0 | 0
| a) In Footing pad | m3 | 3 | 2 |  | 2 | 2600 | 7800 | 5200 | 0 | 5200
| b) In footing columon | m3 | 2 | 0.92 |  | 0.92 | 2600 | 5200 | 2392 | 0 | 2392
| c) in grade beam | m3 | 7 | 7.23 |  | 7.23 | 2600 | 18200 | 18798 | 0 | 18798
3.3 | 10cm thick slab | m2 | 96 | 0 | 0 | 0 | 260 | 24960 | 0 | 0 | 0
3.4 | Formwork |  |  |  |  | 0 |  | 0 | 0 | 0 | 0
| a) In Footing pad | m2 | 12 | 8 |  | 8 | 85 | 1020 | 680 | 0 | 680
| b) In footing columon | m2 | 34 | 18.4 |  | 18.4 | 85 | 2890 | 1564 | 0 | 1564
| c) in grade beam | m2 | 66 | 55.8 |  | 55.8 | 85 | 5610 | 4743 | 0 | 4743
3.5 | Steel bar reinforcement |  |  |  |  | 0 |  | 0 | 0 | 0 | 0
| a) Dia6 deformed | kg | 47 |  |  | 0 | 38 | 1786 | 0 | 0 | 0
| b) Dia.8 deformed | kg | 583 | 182.89 |  | 182.89 | 34 | 19822 | 6218.26 | 0 | 6218.26
| c) Dia.10deformed | kg | 134 | 258.23 |  | 258.23 | 34 | 4556 | 8779.82 | 0 | 8779.82
| c) Dia.14 deformed | kg | 596 | 560.59 |  | 560.59 | 34 | 20264 | 19060.06 | 0 | 19060.06
| Total to summary ………Birr | [6 empty] | 114578 | 70327.64 | 0 | 70327.64
| Contractor__________________ | [7 empty] | Supervisor___________________
Block Staff
ITEM | DESCRIPTION | Unit | Quantity |  |  | To Date Qty | Rate | Sub Total(birr)
|  |  | Contract .Qty | Executed Qty |  |  |  | Contract | Executed |  | Executed to Date
|  |  |  | Previous | Current |  |  |  | Previous | Current
A | B | C | D | E | F |  | G | H= G*D | I= G*E | J= G*F | L= I+J
B. SUPER STRUCTURE
I. CONCRETE WORK
1.01 | Reinforced concrete quality C-25
| a) In elevation columns | m3 | 1.65 | 1.08 |  | 1.08 | 2600 | 4290 | 2808 | 0 | 2808
| b) In top beams | m3 | 3.52 | 4.2 |  | 4.2 | 2600 | 9152 | 10920 | 0 | 10920
| c) In lintels | m3 | 0.5 |  |  | 0 | 2600 | 1300 | 0 | 0 | 0
1.02 | Provide, cut and fix |  |  |  |  | 0 |  | 0 | 0 | 0 | 0
| a) To elevation columns | m2 | 33 | 21.6 |  | 21.6 | 85 | 2805 | 1836 | 0 | 1836
| b) To top beams | m2 | 52 | 55.84 |  | 55.84 | 85 | 4420 | 4746.4 | 0 | 4746.4
| c) To lintel | m2 | 1 |  |  | 0 | 85 | 85 | 0 | 0 | 0
1.03 | Mild steel reinforcements according to structural drawings. |  |  |  |  | 0 |  | 0 | 0 | 0 | 0
| a)diameter 6mm | Kg | 112 | 144.97 |  | 144.97 | 34 | 3808 | 4928.98 | 0 | 4928.98
| b)diameter 12mm | kg | 242 | 712.28 |  | 712.28 | 34 | 8228 | 24217.52 | 0 | 24217.52
| c)diameter 14mm | Kg | 231 | 0 |  | 0 | 34 | 7854 | 0 | 0 | 0
| Total to summary ………Birr | [6 empty] | 41942 | 49456.9 | 0 | 49456.9
2. BLOCK WORKS
2.01 | Supply and construct 20cm thick hollow concrete block | m2 | 215 |  | 135.47 |  | 310 | 66650 | 0 | 41995.7 | 41995.7
2.02 | Ditto as item 2.1 but 10cm thick HCB. | m2 | 53 |  | 70.09 | 70.09 | 285 | 15105 | 0 | 19975.65 | 19975.65
| Total to summary ………Birr | [6 empty] | 81755 | 0 | 61971.35 | 61971.35
3. ROOFING WORKS
3.01 | Provide & fix G-30 CIS roof cover including G-30 | m2 | 150 | 153.51 |  | 153.51 | 245 | 36750 | 37609.95 | 0 | 37609.95
3.2 | Ribbed Sheet G-30 | m2
| Total to summary ………Birr | [6 empty] | 36750 | 37609.95 | 0 | 37609.95
4. CARPENTRY & JOINERY
4.01 | Construct and put in place eucalyptus truss from
a) | diameter 10-12cm | ml | 232 | 303.04 |  | 303.04 | 20 | 4640 | 6060.8 | 0 | 6060.8
b) | diameter 8-10cm | ml | 184 | 242.88 |  | 242.88 | 19 | 3496 | 4614.72 | 0 | 4614.72
4.02 | Provide & fix 5x7cm Zigba roof purlin | ml | 205 | 204 |  | 204 | 45 | 9225 | 9180 | 0 | 9180
4.03 | chipwood ceiling | m2 | 98 |  |  |  | 280 | 27440 | 0 | 0 | 0
4.05 | facia board | ml | 35 |  | 34 |  | 105 | 3675 | 0 | 3570 | 3570
| Total to summary ………Birr | [6 empty] | 48476 | 19855.52 | 3570 | 23425.52
6. FINISHING
6.1 | Three coats of plastering to internal | m2 | 607 |  | 200 | 200 | 140 | 84980 | 0 | 28000 | 28000
6.2 | Two coats plastering one coats & one coat rendering | m2 | 90 |  |  | 0 | 110 | 9900 | 0 | 0 | 0
6.3 | Apply 2 coat of plasterto recive ceramic tile | m2 | 45 |  | 52.7 | 52.7 | 140 | 6300 |  | 7378 | 7378
[6 empty] | 0 |  | 0 |  | 0 | 0
| Total to summary ………Birr | [6 empty] | 101180 | 0 | 35378 | 35378
| Contractor__________________ | [7 empty] | Supervisor___________________

## service q
Block Service Quarter
ITEM | DESCRIPTION | Unit | Quantity |  |  | To Date Qty | Rate | Sub Total(birr)
|  |  | Contract .Qty | Executed Qty |  |  |  | Contract | Executed |  | Executed to Date
|  |  |  | Previous | Current |  |  |  | Previous | Current
A | B | C | D | E | F |  | G | H= G*D | I= G*E | J= G*F | L= I+J
A.SUBSTRUCTURE
1 | EXCAVATION AND EARTH WORK
1.1 | Site clearing | m2 | 120 | 98.8 |  | 98.8 | 6 | 720 | 592.8 | 0 | 592.8
1.2 | Bulk excavation up to 1.5m | m3 | 60 | 59.77 |  | 59.77 | 25 | 1500 | 1494.25 | 0 | 1494.25
1.3 | Trench excavation | m3 | 28 | 14.1 |  | 14.1 | 30 | 840 | 423 | 0 | 423
1.4 | Excavation for footing | m4 | 28 | 21.97 |  | 21.97 | 30 | 840 | 659.1 | 0 | 659.1
1.5 | Excavation above 1.5m | m5 | 28 | 0 |  | 0 | 100 | 2800 | 0 | 0 | 0
1.6 | Fill selected | m3 | 143 | 76 |  | 76 | 40 | 5720 | 3040 | 0 | 3040
1.7 | Cart away | m3 | 120 | 125.48 |  | 125.48 | 25 | 3000 | 3137 | 0 | 3137
1.8 | 25cm thick hard core | m3 | 42 | 48 |  | 48 | 105 | 4410 | 5040 | 0 | 5040
| Total to summary ………Birr | [6 empty] | 19830 | 14386.15 | 0 | 14386.15
2 | MASONRY WORK
2.1 | 50mcthick BNGL | m3 | 27 | 18 |  | 18 | 800 | 21600 | 14400 | 0 | 14400
2.2 | 50cm thick ANGL | m3 | 7 | 15.75 |  | 15.75 | 880 | 6160 | 13860 | 0 | 13860
| Total to summary ………Birr | [6 empty] | 27760 | 28260 | 0 | 28260
3 CONCRETE WORK
3.1 | C-7 lean concrete
| a)Under masonry foundation | m2 | 19 | 4.06 |  | 4.06 | 65 | 1235 | 263.9 | 0 | 263.9
| c)Footing pad | m2 | 10 | 10 |  | 10 | 65 | 650 | 650 | 0 | 650
3.2 | Reinforced concrete |  |  |  |  | 0 |  |  | 0 | 0 | 0
| a) In Footing pad | m3 | 2 | 2 |  | 2 | 2600 | 5200 | 5200 | 0 | 5200
| b) In footing columon | m3 | 1.2 | 0.94 |  | 0.94 | 2600 | 3120 | 2444 | 0 | 2444
| c) in grade beam | m3 | 4 | 3.76 |  | 3.76 | 2600 | 10400 | 9776 | 0 | 9776
3.3 | 10cm thick slab | m2 | 42 | 48 |  | 48 | 260 | 10920 | 12480 | 0 | 12480
3.4 | Formwork |  |  |  |  | 0 |  |  | 0 | 0 | 0
| a) In Footing pad | m2 | 8 | 8 |  | 8 | 85 | 680 | 680 | 0 | 680
| b) In footing columon | m2 | 23 | 18.8 |  | 18.8 | 85 | 1955 | 1598 | 0 | 1598
| c) in grade beam | m2 | 38 | 37.6 |  | 37.6 | 85 | 3230 | 3196 | 0 | 3196
3.5 | Steel bar reinforcement |  |  |  |  | 0 |  |  | 0 | 0 | 0
| a) Dia6 deformed | kg | 32 |  |  | 0 | 36 | 1152 | 0 | 0 | 0
| b) Dia.8 deformed | kg | 217 | 330.46 |  | 330.46 | 36 | 7812 | 11896.56 | 0 | 11896.56
| c) Dia.10deformed | kg | 89 | 261.78 |  | 261.78 | 36 | 3204 | 9424.08 | 0 | 9424.08
| c) Dia.14 deformed | kg | 503 | 386.64 |  | 386.64 | 36 | 18108 | 13919.04 | 0 | 13919.04
| Total to summary ………Birr | [6 empty] | 67666 | 71527.58 | 0 | 71527.58
| Contractor__________________ | [7 empty] | Supervisor___________________
ITEM | DESCRIPTION | Unit | Quantity |  |  | To Date Qty | Rate | Sub Total(birr)
|  |  | Contract .Qty | Executed Qty |  |  |  | Contract | Executed |  | Executed
|  |  |  | Previous | Current |  |  |  | Previous | Current
A | B | C | D | E | F |  | G | H= G*D | I= G*E | J= G*F | L= I+J
B.SUPER -SUBSTRUCTURE
1. CONCRETE WORK
1.01 | Reinforced concrete | [6 empty] | 0 | 0
| a) In elevation columon | m3 | 1.5 | 1.08 |  | 1.08 | 2600 | 3900 | 2808 | 0 | 2808
| b) In beam | m3 | 2.5 | 2.7 |  | 2.7 | 2600 | 6500 | 7020 | 0 | 7020
| c) In lintel | m3 | 0.5 |  |  | 0 | 2600 | 1300 | 0 | 0 | 0
1.2 | Formwork |  |  |  |  | 0 |  | 0 | 0 | 0 | 0
| a) In elevation columon | m2 | 21 | 21.6 |  | 21.6 | 85 | 1785 | 1836 | 0 | 1836
| b) In beam | m2 | 25 | 38.4 |  | 38.4 | 85 | 2125 | 3264 | 0 | 3264
| c) In lintel | m2 | 0.5 |  |  | 0 | 85 | 42.5 | 0 | 0 | 0
1.3 | Steel bar reinforcement |  |  |  |  | 0 |  | 0 | 0 | 0 | 0
| a) Dia.6deformed | kg | 60 | 118.26 |  | 118.26 | 36 | 2160 | 4257.36 | 0 | 4257.36
| b) Dia.12 deformed | kg | 330 | 491.82 |  | 491.82 | 36 | 11880 | 17705.52 | 0 | 17705.52
| Total to summary ………Birr | [6 empty] | 29692.5 | 36890.88 | 0 | 36890.88
2. BLOCK WORKS
2.01 | construct 20cm thick HCB | m2 | 81 | 133.89 |  | 133.89 | 310 | 25110 | 41505.9 | 0 | 41505.9
2.02 | Ditto as item 2.1 but 10cm thick HCB. | m2 | 40 | 22.68 |  | 22.68 | 295 | 11800 | 6690.6 | 0 | 6690.6
| Total to summary ………Birr |  |  |  |  | 0 |  | 36910 | 48196.5 | 0 | 48196.5
| 3. ROOFING WORKS |  |  |  |  | 0 |  |  |  |  | 0
3.01 | Provide & fix G-30 CIS roof cover including G-30 | m2 | 67 | 66.3 | 11.9 | 78.2 | 245 | 16415 | 16243.5 | 2915.5 | 19159
3.02 | supply & fix roof gutter | ml | 18.2 |  |  | 0 | 115 | 2093 | 0 | 0 | 0
3.03 | supply & fix down pipe | ml | 16 |  |  | 0 | 80 | 1280 | 0 | 0 | 0
3.04 | supply & fix flat metal sheet flashing | ml | 8 |  |  | 0 | 75 | 600 | 0 | 0 | 0
| Total to summary ………Birr |  |  |  |  | 0 |  | 20388 | 16243.5 | 2915.5 | 19159
| 4. CARPENTRY & JOINERY |  |  |  |  | 0
4.01 | Construct eucalyptus truss from |  |  |  |  | 0
a) | diameter 10-12cm | ml | 120 | 108.07 |  | 108.07 | 20 | 2400 | 2161.4 | 0 | 2161.4
b) | diameter 8-10cm e | ml | 60 | 116.03 |  | 116.03 | 19 | 1140 | 2204.57 | 0 | 2204.57
4.02 | purlin c/c 90cm. | ml | 110 | 75.56 |  | 75.56 | 45 | 4950 | 3400.2 | 0 | 3400.2
4.03 | chipwood ceiling | m2 | 40 |  | 63.94 |  | 280 | 11200 | 0 | 17903.2 | 17903.2
| Total to summary ………Birr |  |  |  |  | 0 |  | 19690 | 7766.17 | 17903.2 | 25669.37
| 5.METAL WORKS |  |  |  |  | 0
| DOOR |  |  |  |  | 0
5.01 | ED5: 98X250cm | Pcs | 8 |  |  | 0 | 3062.5 | 24500 | 0 | 0 | 0
5.02 | Window |  |  |  |  | 0 |  | 0 | 0 | 0 | 0
| W8: 78X120cm | Pcs | 8 |  |  | 0 | 1170 | 9360 | 0 | 0 | 0
| Total to summary ………Birr | [6 empty] | 33860 | 0 | 0 | 0
| 6. FINISHING |  |  |  |  | 0
6.1 | three coats of plastering to internal |  |  |  |  | 0
| & external coloumns and beams. | m2 | 200 | 238.31 |  | 238.31 | 140 | 28000 | 33363.4 | 0 | 33363.4
6.2 | Two coats plastering one coats |  |  |  |  | 0 |  |  | 0 | 0 | 0
| rendering | m2 | 100 | 118.7 |  | 118.7 | 110 | 11000 | 13057 | 0 | 13057
6.3
| Total to summary ………Birr | [6 empty] | 39000 | 46420.4 | 0 | 46420.4
| Contractor__________________ | [7 empty] | Supervisor___________________

## Gener
Block Generator
ITEM | DESCRIPTION | Unit | Quantity |  |  | To Date Qty | Rate | Sub Total(birr)
|  |  | Contract .Qty | Executed Qty |  |  |  | Contract | Executed |  | Executed to Date
|  |  |  | Previous | Current |  |  |  | Previous | Current
A | B | C | D | E | F |  | G | H= G*D | I= G*E | J= G*F | L= I+J
A.SUBSTRUCTURE
1 | EXCAVATION AND EARTH WORK
1.01 | Site clearing | m2 | 65 | 42.84 |  | 42.84 | 6 | 390 | 257.04 |  | 257.04
1.02 | Bulk excavation to 1.5m | m3 | 35 | 24.14 |  | 24.14 | 25 | 875 | 603.5 |  | 603.5
1.03 | ditto |  |  |  |  | 0 | 0 | 0 |  |  | 0
| a)soft rock | m3 | 15 |  |  | 0 | 45 | 675 |  |  | 0
| b)hard rock | m3 | 8 |  |  | 0 | 80 | 640 |  |  | 0
1.04 | Ditto but exceeding 1500mm | m3 | 15 |  |  | 0 | 35 | 525 | 0 |  | 0
1.05 | Fill selected | m3 | 65 | 8.28 |  | 8.28 | 40 | 2600 | 331.2 |  | 331.2
1.06 | Cart away | m3 | 65 | 36.99 |  | 36.99 | 25 | 1625 | 924.75 |  | 924.75
1.07 | 25cm thick hard core | m2 | 20 | 16.91 |  | 16.91 | 105 | 2100 | 1775.55 |  | 1775.55
| Total to summary ………Birr | [6 empty] | 9430 | 3892.04 | 0 | 3892.04
| 2. CONCRETE WORK | [9 empty] | 0
2.1 | C-7 lean concrete | [9 empty] | 0
| a)Under masonry foundation | m2 | 12 | 8.35 |  | 8.35 | 65 | 780 | 542.75 |  | 542.75
| b) in grade beam | m2 | 12 | 0 |  | 0 | 65 | 780 | 0 |  | 0
| c)Footing pad | m2 | 5 | 4 |  | 4 | 65 | 325 | 260 |  | 260
2.2 | 10cm thick slab | m2 | 20 | 17.04 |  | 17.04 | 260 | 5200 | 4430.4 | 0 | 4430.4
2.3 | Reinforced concrete |  |  |  |  | 0 |  | 0 | 0 | 0 | 0
| a) in grade beam | m3 | 2.5 | 1.77 |  | 1.77 | 2600 | 6500 | 4602 | 0 | 4602
| b) In Footing pad | m3 | 1.5 | 0.8 |  | 0.8 | 2600 | 3900 | 2080 | 0 | 2080
| c) In footing columon | m3 | 2 | 0.35 |  | 0.35 | 2600 | 5200 | 910 | 0 | 910
2.4 | Formwork |  |  |  |  | 0 |  | 0 | 0 | 0 | 0
| a) in grade beam | m2 | 16 | 14.16 |  | 14.16 | 85 | 1360 | 1203.6 | 0 | 1203.6
| b) In Footing pad | m2 | 4 | 3.2 |  | 3.2 | 85 | 340 | 272 | 0 | 272
| c) In footing columon | m2 | 14 | 6.08 |  | 6.08 | 85 | 1190 | 516.8 | 0 | 516.8
| d) Steps | m3 | 2 |  |  | 0 | 85 | 170 | 0 | 0 | 0
2.5 | Steel bar reinforcement |  |  |  |  | 0 |  | 0 | 0 | 0 | 0
| a) Dia.14deformed | kg | 180 | 144.35 |  | 144.35 | 34 | 6120 | 4907.9 | 0 | 4907.9
| b) Dia.12 deformed | kg | 310 | 101.87 |  | 101.87 | 34 | 10540 | 3463.58 | 0 | 3463.58
| c) Dia.8 deformed | kg | 447 | 109.63 |  | 109.63 | 34 | 15198 | 3727.42 | 0 | 3727.42
2.6 | 10/2 Chipwood for exspansion | ml | 20 | 16.3 |  | 16.3 | 35 | 700 | 570.5 | 0 | 570.5
| Total to summary ………Birr | [6 empty] | 58303 | 27486.95 | 0 | 27486.95
| 3.MASONRY WORK | [9 empty] | 0
3.1 | 50mcthick BNGL | m3 | 12 | 6.68 |  | 6.68 | 800 | 9600 | 5344 |  | 5344
3.2 | 50cm thick ANGL | m3 | 15 | 5.01 |  | 5.01 | 880 | 13200 | 4408.8 |  | 4408.8
| Total to summary ………Birr | [6 empty] | 22800 | 9752.8 | 0 | 9752.8
Contractor__________________
ITEM | DESCRIPTION | Unit | Quantity |  |  | To Date Qty | Rate | Sub Total(birr)
|  |  | Contract .Qty | Executed Qty |  |  |  | Contract | Executed |  | Executed
|  |  |  | Previous | Current |  |  |  | Previous | Current
A | B | C | D | E | F |  | G | H= G*D | I= G*E | J= G*F | L= I+J
B.SUPER -SUBSTRUCTURE
1. CONCRETE WORK
1.01 | Reinforced concrete
| a) In elevation columon | m3 | 1.5 | 0.48 |  | 0.48 | 2600 | 3900 | 1248 | 0 | 1248
| b) In beam | m3 | 2 | 1 |  | 1 | 2600 | 5200 | 2600 | 0 | 2600
1.2 | Formwork |  |  |  |  | 0 |  | 0 | 0 | 0 | 0
| a) In elevation columon | m2 | 15 | 9.6 |  | 9.6 | 85 | 1275 | 816 | 0 | 816
| b) In beam | m2 | 24 | 14.16 |  | 14.16 | 85 | 2040 | 1203.6 | 0 | 1203.6
1.3 | Steel bar reinforcement |  |  |  |  | 0 |  | 0 | 0 | 0 | 0
| b) Dia.12 deformed | kg | 250 | 146.88 |  | 146.88 | 34 | 8500 | 4993.92 | 0 | 4993.92
| c) Dia.8 deformed | kg | 80 | 48.59 |  | 48.59 | 34 | 2720 | 1652.06 | 0 | 1652.06
| Total to summary ………Birr | [6 empty] | 23635 | 12513.58 | 0 | 12513.58
| 2. BLOCK WORKS | [9 empty] | 0
2.01 | Supply and construct 20cm thick hollow concrete block | m2 | 60 | 63.84 |  | 63.84 | 310 | 18600 | 19790.4 | 0 | 19790.4
Total to summary ………Birr | Total to summary ………Birr | [6 empty] | 18600 | 19790.4 | 0 | 19790.4
| 3. ROOFING | [9 empty] | 0
3.1 | G-30 CIS roof cover | m2 | 40 | 35.31 | 3.25 | 38.56 | 245 | 9800 | 8650.95 | 796.25 | 9447.2
3.2 | Ribbed sheet | m2 | 15 |  | 12.9 |  | 220 |  | 0 | 2838 | 2838
| Total to summary ………Birr | [6 empty] | 9800 | 8650.95 | 3634.25 | 12285.2
| 4. CARPENTRY & JOINERY | [9 empty] | 0
4.1 | All structural members shall be free | [9 empty] | 0
| from defects. | [9 empty] | 0
| a)upper & lower chord dia.10-12cm | ml | 65 | 57.56 |  | 57.56 | 20 | 1300 | 1151.2 | 0 | 1151.2
| b)Diagonals and verticals dia.8-10cm | ml | 40 | 61.79 |  | 61.79 | 19 | 760 | 1174.01 | 0 | 1174.01
| c)Purline 5x7 cm | ml | 55 | 52.8 |  | 52.8 | 45 | 2475 | 2376 | 0 | 2376
4.2 | 25x2.5cm Facia board | ml | 23 |  | 23.9 | 23.9 | 105 | 2415 | 0 | 2509.5 | 2509.5
| Total to summary ………Birr | [6 empty] | 6950 | 4701.21 | 2509.5 | 7210.71
| 6. FINISHING | [9 empty] | 0
6.1 | Two coats plastering one coats | [9 empty] | 0
| rendering | m2 | 50 |  | 38.53 | 38.53 | 115 | 5750 | 0 | 4430.95 | 4430.95
6.2 | three coats of plastering to internal |  |  |  |  | 0 |  |  | 0 | 0 | 0
| & external coloumns and beams. | m2 | 50 | 50.46 | 40.41 | 90.87 | 140 | 7000 | 7064.4 | 5657.4 | 12721.8
6.3 | Terrazzo tile flooring | m2 | 20 |  |  | 0 | 380 | 7600 | 0 | 0 | 0
6.4 | terrazo tile skirting | ml | 21 |  |  | 0 | 70 | 1470 | 0 | 0 | 0
6.5 | terrazo window cill | ml | 6.5 |  |  | 0 | 280 | 1820 | 0 | 0 | 0
6.7 | 10cm thick wide pavement | m2 | 40 |  |  | 0 | 450 | 18000 | 0 | 0 | 0
6.8 | Half ditch concrete pipes | ml | 35 |  |  | 0 | 160 | 5600 | 0 | 0 | 0
6.9 | curbstone | ml | 75 |  |  | 0 | 155 | 11625 | 0 | 0 | 0
| Total to summary ………Birr | [6 empty] | 58865 | 7064.4 | 10088.35 | 17152.75
| Contractor__________________ | [7 empty] | Supervisor___________________

## Transformer
Block transformer
ITEM | DESCRIPTION | Unit | Quantity |  |  | To Date Qty | Rate | Sub Total(birr)
|  |  | Contract .Qty | Executed Qty |  |  |  | Contract | Executed |  | Executed to Date
|  |  |  | Previous | Current |  |  |  | Previous | Current
A | B | C | D | E | F |  | G | H= G*D | I= G*E | J= G*F | L= I+J
A.SUBSTRUCTURE
1 | EXCAVATION AND EARTH WORK
1.01 | Site clearing | m2 | 68.25 | 66.65 |  | 66.65 | 6 | 409.5 | 399.9 | 0 | 399.9
1.02 | Bulk excavation to 1.5m | m3 | 102.38 | 24.65 |  | 24.65 | 25 | 2559.5 | 616.25 | 0 | 616.25
1.03 | ditto |  |  |  |  | 0 |  | 0 | 0 | 0 | 0
| a)soft rock | m3 | 15 |  |  | 0 | 45 | 675 | 0 | 0 | 0
| b)hard rock | m3 | 10 |  |  | 0 | 80 | 800 | 0 | 0 | 0
1.04 | Ditto but exceeding 1500mm | m3 | 34.13 |  |  | 0 | 35 | 1194.55 | 0 | 0 | 0
1.05 | Fill selected | m3 | 136.5 | 45.2 |  | 45.2 | 40 | 5460 | 1808 | 0 | 1808
1.06 | Cart away | m3 | 136.5 | 89.47 |  | 89.47 | 25 | 3412.5 | 2236.75 | 0 | 2236.75
1.07 | 25cm thick hard core | m2 | 26.3 | 17.75 |  | 17.75 | 105 | 2761.5 | 1863.75 | 0 | 1863.75
| Total to summary ………Birr | [6 empty] | 17272.55 | 6924.65 | 0 | 6924.65
| 2. CONCRETE WORK | [9 empty] | 0
2.1 | C-7 lean concrete | [9 empty] | 0
| a)Under masonry foundation | m2 | 11 | 12.4 |  | 12.4 | 65 | 715 | 806 | 0 | 806
| c)Footing pad | m2 | 26.3 | 0 |  | 0 | 65 | 1709.5 | 0 | 0 | 0
2.2 | 10cm thick slab | m2 | 38 |  |  | 0 | 260 | 9880 | 0 | 0 | 0
2.3 | Reinforced concrete |  |  |  |  | 0 |  | 0 | 0 | 0 | 0
| a) in grade beam | m3 | 2.44 | 1.95 |  | 1.95 | 2600 | 6344 | 5070 | 0 | 5070
| b) In man hole cocrete wall | m3 | 4.38 | 0 |  | 0 | 2600 | 11388 | 0 | 0 | 0
2.4 | Formwork |  |  |  |  | 0 |  | 0 | 0 | 0 | 0
| a) in grade beam | m2 | 6.8 | 19.52 |  | 19.52 | 85 | 578 | 1659.2 | 0 | 1659.2
| b) roof slab | m2 | 50 |  | 42.63 | 42.63 | 85 | 4250 | 0 | 3623.55 | 3623.55
| b) In man hole cocrete wall | m2 | 22 |  |  | 0 | 85 | 1870 | 0 | 0 | 0
2.5 | Steel bar reinforcement |  |  |  |  | 0 |  | 0 | 0 | 0 | 0
| a) Dia.12deformed | kg | 125 | 311.58 |  | 311.58 | 34 | 4250 | 10593.72 | 0 | 10593.72
| b) Dia.8 deformed | kg | 58 | 205.99 |  | 205.99 | 34 | 1972 | 7003.66 | 0 | 7003.66
| c) Dia.6 plain bar | kg | 51 |  |  | 0 | 34 | 1734 | 0 | 0 | 0
2.6 | 10/2 Chipwood for exspansion | ml | 26 |  |  | 0 | 35 | 910 | 0 | 0 | 0
| Total to summary ………Birr | [6 empty] | 45600.5 | 25132.58 | 3623.55 | 28756.13
| 3.MASONRY WORK | [9 empty] | 0
3.1 | 50mcthick BNGL | m3 | 10.4 | 9.44 |  | 9.44 | 800 | 8320 | 7552 |  | 7552
3.2 | 50cm thick ANGL | m3 | 3.2 | 9.44 |  | 9.44 | 880 | 2816 | 8307.2 |  | 8307.2
| Total to summary ………Birr | [6 empty] | 11136 | 15859.2 | 0 | 15859.2
Contractor________________
Block transformer
ITEM | DESCRIPTION | Unit | Quantity |  |  | To Date Qty | Rate | Sub Total(birr)
|  |  | Contract .Qty | Executed Qty |  |  |  | Contract | Executed |  | Executed
|  |  |  | Previous | Current |  |  |  | Previous | Current
A | B | C | D | E | F |  | G | H= G*D | I= G*E | J= G*F | L= I+J
B. SUPER STRUCTURE
I. CONCRETE WORK
1.01 | Reinforced concrete quality C-25
| a) In elevation columns | m3 | 1 | 1.5 |  | 1.5 | 2600 | 2600 | 3900 | 0 | 3900
| b) In top beams | m3 | 1.22 | 1.98 |  | 1.98 | 2600 | 3172 | 5148 | 0 | 5148
| c) In roof slab | m3 | 5.57 | 4.54 |  | 4.54 | 2600 | 14482 | 11804 | 0 | 11804
1.02 | Provide, cut and fix |  |  |  |  | 0
| a) To elevation columns | m2 | 57.13 | 96.8 |  | 96.8 | 85 | 4856.05 | 8228 | 0 | 8228
| b) To top beams | m2 | 50 | 0 |  | 0 | 85 | 4250 | 0 | 0 | 0
| c) To lintel | m2 | 3.41 | 0 |  | 0 | 85 | 289.85 | 0 | 0 | 0
1.03 | Mild steel reinforcements according to structural drawings.
| a)diameter 12mm | Kg | 217 | 231.24 | 195 | 426.24 | 34 | 7378 | 7862.16 | 6630 | 14492.16
| b)diameter 8mm | kg | 330 | 265.27 | 160.92 | 426.19 | 34 | 11220 | 9019.18 | 5471.28 | 14490.46
| c)diameter 6mm | Kg | 217 | 0 |  | 0 | 34 | 7378 | 0 | 0 | 0
| Total to summary ………Birr | [6 empty] | 55625.9 | 45961.34 | 12101.28 | 58062.62
| Contractor__________________ | [7 empty] | Supervisor___________________

## Kitchen
Block Kitchen
ITEM | DESCRIPTION | Unit | Quantity |  |  | To Date Qty | Rate | Sub Total(birr)
|  |  | Contract .Qty | Executed Qty |  |  |  | Contract | Executed |  | Executed to Date
|  |  |  | Previous | Current |  |  |  | Previous | Current
A | B | C | D | E | F |  | G | H= G*D | I= G*E | J= G*F | L= I+J
A.SUBSTRUCTURE
1 | EXCAVATION AND EARTH WORK
1.01 | Site clearing | m2 | 403.52 | 362.3 |  | 362.3 | 6 | 2421.12 | 2173.8 |  | 2173.8
1.02 | Bulk excavation to 1.5m | m3 | 432.03 | 186.42 |  | 186.42 | 25 | 10800.75 | 4660.5 |  | 4660.5
1.04 | Ditto but exceeding 1500mm | m3 | 144.01 | 0 |  | 0 | 35 | 5040.35 | 0 |  | 0
1.05 | Fill selected | m3 | 806.1 | 114.83 |  | 114.83 | 40 | 32244 | 4593.2 |  | 4593.2
1.06 | Cart away | m3 | 697.1 | 295.11 |  | 295.11 | 25 | 17427.5 | 7377.75 |  | 7377.75
1.07 | 25cm thick hard core | m2 | 279.21 | 244.65 |  | 244.65 | 105 | 29317.05 | 25688.25 | 0 | 25688.25
| Total to summary ………Birr | [6 empty] | 97250.77 | 44493.5 | 0 | 44493.5
| 2. CONCRETE WORK | [9 empty] | 0
2.1 | C-7 lean concrete | [9 empty] | 0
| a)Under masonry foundation | m2 | 35.5 | 85.55 |  | 85.55 | 65 | 2307.5 | 5560.75 | 0 | 5560.75
| b) in grade beam | m2 | 47.06 | 0 |  | 0 | 65 | 3058.9 | 0 | 0 | 0
| c)Footing pad | m2 | 30 | 30 |  | 30 | 65 | 1950 | 1950 | 0 | 1950
2.2 | 10cm thick slab | m2 | 279.21 | 0 |  | 0 | 260 | 72594.6 | 0 | 0 | 0
2.3 | Reinforced concrete |  |  |  |  | 0 |  | 0 | 0 | 0 | 0
| a) in grade beam | m3 | 20.59 | 17.23 |  | 17.23 | 2600 | 53534 | 44798 | 0 | 44798
| b) In Footing pad | m3 | 6 | 6 |  | 6 | 2600 | 15600 | 15600 | 0 | 15600
| c) In footing columon | m3 | 3 | 3 |  | 3 | 2600 | 7800 | 7800 | 0 | 7800
2.4 | Formwork |  |  |  |  | 0 | 0 | 0 | 0 | 0 | 0
| a) in grade beam | m2 | 148.74 | 139.92 |  | 139.92 | 85 | 12642.9 | 11893.2 | 0 | 11893.2
| b) In Footing pad | m2 | 24 | 24 |  | 24 | 85 | 2040 | 2040 | 0 | 2040
| c) In footing columon | m2 | 60 | 60 |  | 60 | 85 | 5100 | 5100 | 0 | 5100
2.5 | Steel bar reinforcement |  |  |  |  | 0 | 0 | 0 | 0 | 0 | 0
| a) Dia.14deformed | kg | 1415.66 | 1395.81 |  | 1395.81 | 34 | 48132.44 | 47457.54 | 0 | 47457.54
| b) Dia.12 deformed | kg | 340.99 | 764.04 |  | 764.04 | 34 | 11593.66 | 25977.36 | 0 | 25977.36
| c) Dia.8 deformed | kg | 1264.81 | 521.4 |  | 521.4 | 34 | 43003.54 | 17727.6 | 0 | 17727.6
| Total to summary ………Birr | [6 empty] | 279357.54 | 185904.45 | 0 | 185904.45
| 3.MASONRY WORK | [9 empty] | 0
3.1 | 50mcthick BNGL | m3 | 28.4 | 47.46 |  | 47.46 | 800 | 22720 | 37968 |  | 37968
3.2 | 50cm thick ANGL | m3 | 35.5 | 63.76 |  | 63.76 | 880 | 31240 | 56108.8 |  | 56108.8
| Total to summary ………Birr | [6 empty] | 53960 | 94076.8 | 0 | 94076.8
| Contractor________________ | [8 empty] | Supervisor___________
| B.SUPER -SUBSTRUCTURE | [9 empty] | 0
| 1. CONCRETE WORK | [9 empty] | 0
1.01 | Reinforced concrete | [9 empty] | 0
| a) In elevation columon | m3 | 3.6 | 4.2 |  | 4.2 | 2600 | 9360 | 10920 | 0 | 10920
| b) In beam | m3 | 11.16 | 10.63 |  | 10.63 | 2600 | 29016 | 27638 | 0 | 27638
| c) In lintel | m3 | 0.9 |  |  | 0 | 2600 | 2340 | 0 | 0 | 0
1.2 | Formwork |  |  |  |  | 0 |  | 0 | 0 | 0 | 0
| a) In elevation columon | m2 | 84.48 | 84 |  | 84 | 85 | 7180.8 | 7140 | 0 | 7140
| b) In beam | m2 | 148.74 | 138.44 |  | 138.44 | 85 | 12642.9 | 11767.4 | 0 | 11767.4
| c) In lintel | m2 | 9.3 |  |  | 0 | 85 | 790.5 | 0 | 0 | 0
1.3 | Steel bar reinforcement |  |  |  |  | 0 |  | 0 | 0 | 0 | 0
| a) Dia.14 deformed | kg |  |  |  | 0 |  | 0 | 0 | 0 | 0
| b) Dia.12 deformed | kg | 1381.07 | 1110.2 | 269.86 | 1380.06 | 34 | 46956.38 | 37746.8 | 9175.24 | 46922.04
| c) Dia.8 deformed | kg | 441.16 | 306.09 | 123 | 429.09 | 34 | 14999.44 | 10407.06 | 4182 | 14589.06
| Total to summary ………Birr | [6 empty] | 123286.02 | 105619.26 | 13357.24 | 118976.5
2.Block Work
2.1 | Concrete block work
| a)20cm tthick | m2 | 349.63 | 277.41 |  |  | 340 | 118874.2 | 94319.4 | 0
| b)15cm tthick | m2 | 83.03 | 89.91 |  |  | 325 | 26984.75 | 29220.75 | 0
| Total to summary ………Birr | [6 empty] | 145858.95 | 123540.15 | 0 | 123540.15
3. ROOFING
3.1 | G-30 CIS roof cover | m2 | 337.77 | 337.77 |  |  | 230 | 77687.1 | 77687.1 | 0
| Total to summary ………Birr | [6 empty] | 77687.1 | 77687.1 | 0 | 77687.1
4. CARPENTRY & JOINERY
4.1 | All structural members shall be free
from defects.
| a)upper & lower chord dia.10-12cm | ml | 503.5 | 550.57 |  |  | 22 | 11077 | 12112.54 | 0
| b)Diagonals and verticals dia.8-10cm | ml | 506 | 591.1 |  |  | 20 | 10120 | 11822 | 0
| c)Purline 5x7 cm | ml | 414 | 388.8 |  |  | 48 | 19872 | 18662.4 | 0
| Total to summary ………Birr | [6 empty] | 41069 | 42596.94 | 0 | 42596.94
2. BLOCK WORK
Concrete block wall class "B"
| a) 20cm thick | m2 | 349.63 | 353.62 |  | 353.62 | 310 | 108385.3 | 109622.2 | 0 | 109622.2
| b) 15cm thick | m2 | 83.03 |  | 109.2 |  | 295 | 24493.85 | 0 | 32214 | 32214
| Total to summary ………Birr | [6 empty] | 132879.15 | 109622.2 | 32214 | 141836.2
3. ROOFING
3.1 | G-30 CIS roof cover | m2 | 337.77 | 337.77 |  | 354.34 | 245 | 82753.65 | 82753.65 | 0 | 82753.65
3.2 | G-30 Ribbed sheet | m2 | 45.84 |  |  |  | 220 | 10084.8 | 0 | 0 | 0
| Total to summary ………Birr | [6 empty] | 92838.45 | 82753.65 | 0 | 82753.65
4. CARPENTRY & JOINERY
4.1 | All structural members shall be free
from defects.
| a)upper & lower chord dia.10-12cm | ml | 503.5 | 550.57 |  | 550.57 | 20 | 10070 | 11011.4 | 0 | 11011.4
| b)Diagonals and verticals dia.8-10cm | ml | 506 | 591.1 |  | 591.1 | 19 | 9614 | 11230.9 | 0 | 11230.9
| c)Purline 5x7 cm | ml | 414 | 388.8 |  | 388.8 | 45 | 18630 | 17496 | 0 | 17496
4.2 | Facia board | ml | 70.8 |  | 76 | 76 | 105 | 7434 | 0 | 7980 | 7980
| Total to summary ………Birr | [6 empty] | 45748 | 39738.3 | 7980 | 47718.3
5.METAL WORK
5.2 | windows
| a) TypeW1 size-120/160cm | No | 5 |  | 5 | 5 | 2400 | 12000 | 0 | 12000 | 12000
| b) Type W2 size-140/160cm | No | 6 |  | 7 | 7 | 2800 | 16800 | 0 | 19600 | 19600
| c) Type W3 size-150/160cm | No | 2 |  | 1 | 1 | 3000 | 6000 | 0 | 3000 | 3000
| d) Type W toilet size-90/60cm | No | 4 |  | 4 | 4 | 675 | 2700 | 0 | 2700 | 2700
5.3 | Doors |  |  |  |  | 0 |  | 0 | 0 | 0 | 0
| a) Type D2 size-80/270cm | No | 8 |  |  | 0 | 2700 | 21600 | 0 | 0 | 0
| b) Type D3 size-70/270cm | No | 2 |  |  | 0 | 2362.5 | 4725 | 0 | 0 | 0
| c) Type D4 size-150/270cm | No | 1 |  | 1 | 1 | 5062.5 | 5062.5 | 0 | 5062.5 | 5062.5
| d) Type D5 size-180/270cm | No | 1 |  | 1 | 1 | 6075 | 6075 | 0 | 6075 | 6075
| e) Type D5 size-120/270cm | No | 1 |  | 1 | 1 | 4050 | 4050 | 0 | 4050 | 4050
[8 empty] | 0 | 0 | 0 | 0
[8 empty] | 0 | 0 | 0 | 0
| Total to summary ………Birr | [6 empty] | 79012.5 | 0 | 52487.5 | 52487.5
6. FINISHING
6.1 | Two coats plastering one coats
| rendering | m2 | 174.3 |  | 138.67 | 138.67 | 115 | 20044.5 | 0 | 15947.05 | 15947.05
6.2 | three coats of plastering to internal |  |  |  |  | 0 |  | 0 | 0 | 0 | 0
| & external coloumns and beams. | m2 | 664 |  | 1023.05 | 1023.05 | 140 | 92960 | 0 | 143227 | 143227
6.3 | chipwood ceiling | m2 | 279.21 |  | 245.54 | 245.54 | 340 | 94931.4 | 0 | 83483.6 | 83483.6
6.4 | wall ceramic | m2 | 61.2 |  |  | 0 | 330 | 20196 | 0 | 0 | 0
6.5 | floor ceramic | m2 | 288 |  |  | 0 | 380 | 109440 | 0 | 0 | 0
6.6 | skirting | ml | 243 |  |  | 0 | 50 | 12150 | 0 | 0 | 0
6.7 | window cill | ml | 22 |  |  | 0 | 275 | 6050 | 0 | 0 | 0
6.8 | angle iron protection | ml | 6 |  |  | 0 | 195 | 1170 | 0 | 0 | 0
6.9 | 10cm thick pavement | m | 87.5 |  |  | 0 | 450 | 39375 | 0 | 0 | 0
6.1 | Half ditch concrete pipes | ml | 80 |  |  | 0 | 160 | 12800 | 0 | 0 | 0
6.11 | curbstone | ml | 80 |  |  | 0 | 155 | 12400 | 0 | 0 | 0
| Total to summary ………Birr | [6 empty] | 421516.9 | 0 | 242657.65 | 242657.65
| Contractor________________ | [8 empty] | Supervisor___________
Note on J58: user:

## store
Block Store
ITEM | DESCRIPTION | Unit | Quantity |  |  | To Date Qty | Rate | Sub Total(birr)
|  |  | Contract .Qty | Executed Qty |  |  |  | Contract | Executed |  | Executed to Date
|  |  |  | Previous | Current |  |  |  | Previous | Current
A | B | C | D | E | F |  | G | H= G*D | I= G*E | J= G*F | L= I+J
A.SUBSTRUCTURE
1 | EXCAVATION AND EARTH WORK
1.01 | Site clearing | m2 | 144.5 | 119.78 |  | 119.78 | 6 | 867 | 718.68 |  | 718.68
1.02 | Bulk excavation to 1.5m | m3 | 115.5 | 70.62 |  | 70.62 | 25 | 2887.5 | 1765.5 |  | 1765.5
1.03 | ditto | [5 empty] | 0 | 0 | 0 |  | 0
| a)soft rock | m3 | 10 |  |  |  | 45 | 450 | 0 |  | 0
| b)hard rock | m3 | 7 |  |  |  | 80 | 560 | 0 |  | 0
1.04 | Ditto but exceeding 1500mm | m3 | 38.5 |  |  |  | 35 | 1347.5 | 0 |  | 0
1.05 | Fill selected | m3 | 215.6 | 106.72 |  | 106.72 | 40 | 8624 | 4268.8 |  | 4268.8
1.06 | Cart away | m3 | 197.35 | 106.55 |  | 106.55 | 25 | 4933.75 | 2663.75 |  | 2663.75
1.07 | 25cm thick hard core | m2 | 73.14 | 64.24 |  | 64.24 | 105 | 7679.7 | 6745.2 | 0 | 6745.2
| Total to summary ………Birr | [6 empty] | 27349.45 | 16161.93 | 0 | 16161.93
| 2. CONCRETE WORK | [9 empty] | 0
2.1 | C-7 lean concrete | [9 empty] | 0
| a)Under masonry foundation | m2 | 27.75 | 26.72 |  | 26.72 | 65 | 1803.75 | 1736.8 |  | 1736.8
| b) in grade beam | m2 | 27.75 |  |  | 0 | 65 | 1803.75 | 0 |  | 0
| c)Footing pad | m2 | 13.75 | 10 |  | 10 | 65 | 893.75 | 650 |  | 650
2.2 | 10cm thick slab | m2 | 73.14 |  | 64.24 | 64.24 | 260 | 19016.4 | 0 | 16702.4 | 16702.4
2.3 | Reinforced concrete |  |  |  |  | 0 |  | 0 | 0 |  | 0
| a) in grade beam | m3 | 7.55 | 5.31 |  | 5.31 | 2600 | 19630 | 13806 |  | 13806
| b) In Footing pad | m3 | 2 | 2 |  | 2 | 2600 | 5200 | 5200 |  | 5200
| c) In footing columon | m3 | 1 | 0.94 |  | 0.94 | 2600 | 2600 | 2444 |  | 2444
2.4 | Formwork |  |  |  |  | 0 |  | 0 | 0 |  | 0
| a) in grade beam | m2 | 44.4 | 41.75 |  | 41.75 | 85 | 3774 | 3548.75 | 0 | 3548.75
| b) In Footing pad | m2 | 8 | 8 |  | 8 | 85 | 680 | 680 |  | 680
| c) In footing columon | m2 | 20 | 18.8 |  | 18.8 | 85 | 1700 | 1598 |  | 1598
| c) steps | m2 | 5 |  |  | 0 | 85 | 425 | 0 |  | 0
2.5 | Steel bar reinforcement |  |  |  |  | 0 |  | 0 | 0 |  | 0
| a) Dia.14deformed | kg | 343.41 | 460.27 |  | 460.27 | 34 | 11675.94 | 15649.18 | 0 | 15649.18
| b) Dia.12 deformed | kg | 201.19 | 254.68 |  | 254.68 | 34 | 6840.46 | 8659.12 | 0 | 8659.12
| c) Dia.8 deformed | kg | 471.81 | 433.32 |  | 433.32 | 34 | 16041.54 | 14732.88 | 0 | 14732.88
2.6 | chipwood | ml | 70.4 |  |  | 0 | 35 | 2464 | 0 | 0 | 0
| Total to summary ………Birr | [6 empty] | 94548.59 | 68704.73 | 16702.4 | 85407.13
| 3.MASONRY WORK | [9 empty] | 0
3.1 | 50mcthick BNGL | m3 | 22.2 | 17.48 |  | 17.48 | 800 | 17760 | 13984 |  | 13984
3.2 | 50cm thick ANGL | m3 | 27.75 | 11.08 |  | 11.08 | 880 | 24420 | 9750.4 |  | 9750.4
| Total to summary ………Birr | [6 empty] | 42180 | 23734.4 | 0 | 23734.4
| Contractor______________ | [8 empty] | Supervisor_______________
ITEM | DESCRIPTION | Unit | Quantity |  |  | To Date Qty | Rate | Sub Total(birr)
|  |  | Contract .Qty | Executed Qty |  |  |  | Contract | Executed |  | Executed
|  |  |  | Previous | Current |  |  |  | Previous | Current
A | B | C | D | E | F |  | G | H= G*D | I= G*E | J= G*F | L= I+J
B.SUPER -SUBSTRUCTURE
1. CONCRETE WORK
1.01 | Reinforced concrete
| a) In elevation columon | m3 | 2.4 | 1.68 |  | 1.68 | 2600 | 6240 | 4368 | 0 | 4368
| b) In beam | m3 | 9.99 | 6.54 |  | 6.54 | 2600 | 25974 | 17004 | 0 | 17004
| c) In lintel | m3 | 0.9 |  |  | 0 | 2600 | 2340 | 0 | 0 | 0
1.2 | Formwork |  |  |  |  | 0 |  | 0 | 0 | 0 | 0
| a) In elevation columon | m2 | 26.4 | 33.6 |  | 33.6 | 85 | 2244 | 2856 | 0 | 2856
| b) In beam | m2 | 44.4 | 84.08 |  | 84.08 | 85 | 3774 | 7146.8 | 0 | 7146.8
| c) In lintel | m2 | 9.3 |  |  | 0 | 85 | 790.5 | 0 | 0 | 0
1.3 | Steel bar reinforcement |  |  |  |  | 0 |  | 0 | 0 | 0 | 0
| a) Dia.14 deformed | kg | 0 |  |  | 0 |  | 0 | 0 | 0 | 0
| b) Dia.12 deformed | kg | 696.41 | 804.95 | 9.17 | 814.12 | 34 | 23677.94 | 27368.3 | 311.78 | 27680.08
| c) Dia.8 deformed | kg | 276.31 | 217.61 | 26.26 | 243.87 | 34 | 9394.54 | 7398.74 | 892.84 | 8291.58
| Total to summary ………Birr | [6 empty] | 74434.98 | 66141.84 | 1204.62 | 67346.46
2. BLOCK WORK
Concrete block wall class "B"
| a) 20cm thick | m2 | 171.04 | 180.45 |  | 180.45 | 310 | 53022.4 | 55939.5 | 0 | 55939.5
| b) 15cm thick | m2 | 40.5 |  | 45.28 |  | 295 | 11947.5 | 0 | 13357.6 | 13357.6
| Total to summary ………Birr | [6 empty] | 64969.9 | 55939.5 | 13357.6 | 69297.1
3. ROOFING
3.1 | G-30 CIS roof cover | m2 | 106.25 | 106.26 |  | 106.26 | 245 | 26031.25 | 26033.7 | 0 | 26033.7
3.2 | Ribbed sheet ceiling G-30 | m2 | 26.76 |  |  | 0 | 220 | 5887.2 | 0 | 0 | 0
| Total to summary ………Birr | [6 empty] | 31918.45 | 26033.7 | 0 | 26033.7
4. CARPENTRY & JOINERY
4.01 | eucalyptus truss from
a) | diameter 10-12cm | ml | 226 | 141.48 |  | 141.48 | 20 | 4520 | 2829.6 | 0 | 2829.6
b) | diameter 8-10cm | ml | 201 | 151.9 |  | 151.9 | 19 | 3819 | 2886.1 | 0 | 2886.1
4.02 | roof purlin c/c 90cm. | ml | 316 | 112 |  | 112 | 45 | 14220 | 5040 | 0 | 5040
4.2 | 25x2.5cm Facia board | ml | 23 | 15.4 |  | 15.4 | 105 | 2415 | 1617 | 0 | 1617
| Total to summary ………Birr | [6 empty] | 24974 | 12372.7 | 0 | 12372.7
6. FINISHING WORKS.
6.1 | Three coats of plaster | m2 | 169.32 |  | 355.26 | 355.26 | 110 | 18625.2 | 0 | 39078.6 | 39078.6
6.2 | 2 coats plaster & rendering | m2 | 229.98 | 171.62 |  | 171.62 | 115 | 26447.7 | 19736.3 | 0 | 19736.3
6.3 | chipwood ceiling | m2 | 73.14 |  |  | 0 | 280 | 20479.2 | 0 | 0 | 0
6.5 | floor ceramic | m2 | 288 |  |  | 0 | 380 | 109440 | 0 | 0 | 0
6.6 | skirting | ml | 60 |  |  | 0 | 50 | 3000 | 0 | 0 | 0
6.7 | window cill | ml | 12 |  |  | 0 | 275 | 3300 | 0 | 0 | 0
6.8 | angle iron protection | ml | 1 |  |  | 0 | 195 | 195 | 0 | 0 | 0
6.9 | 10cm thick RC slab pavement | m | 24.3 |  |  | 0 | 450 | 10935 | 0 | 0 | 0
6.1 | Half ditch concrete pipes | ml | 21.9 |  |  | 0 | 160 | 3504 | 0 | 0 | 0
6.11 | curb stone | ml | 97 |  |  | 0 | 155 | 15035 | 0 | 0 | 0
| Total to summary ………Birr | [6 empty] | 210961.1 | 19736.3 | 39078.6 | 58814.9
| Contractor______________ | [8 empty] | Supervisor_______________

## Guard
Block Guard House
ITEM | DESCRIPTION | Unit | Quantity |  |  | To Date Qty | Rate | Sub Total(birr)
|  |  | Contract .Qty | Executed Qty |  |  |  | Contract | Executed |  | Executed to Date
|  |  |  | Previous | Current |  |  |  | Previous | Current
A | B | C | D | E | F |  | G | H= G*D | I= G*E | J= G*F | L= I+J
1.01 | Clear off the site | m2 | 14 | 49.28 |  | 49.28 | 6 | 84 | 295.68 |  | 295.68
1.02 | Bulk excavation in ordinary soil. | m3 | 18 | 14.78 |  | 14.78 | 38 | 684 | 561.64 |  | 561.64
1.03 | Trench excavation. | m3 | 7 | 10.68 |  | 10.68 | 30 | 210 | 320.4 |  | 320.4
1.04 | Excavation for Isoleted footing. | m3 | 11 | 8.79 |  | 8.79 | 6 | 66 | 52.74 |  | 52.74
1.05 | Ditto above 150cm. | m3 | 11 |  |  | 0 | 30 | 330 | 0 |  | 0
1.06 | Back fill, under hard core . | m3 | 26 | 41.62 |  | 41.62 | 40 | 1040 | 1664.8 |  | 1664.8
1.07 | Cart away surplus ex. material. | m3 | 40 | 44.1 |  | 44.1 | 25 | 1000 | 1102.5 |  | 1102.5
1.08 | 25cm thick basaltic . | m2 | 12 |  |  | 0 | 105 | 1260 | 0 |  | 0
| Total to summary ………Birr | [6 empty] | 4674 | 3997.76 | 0 | 3997.76
| 2. Masonry Work | [9 empty] | 0
3.01 | 50 cm thick stone masonry . | m3 | 5 | 8.11 |  | 8.11 | 800 | 4000 | 6488 |  | 6488
3.02 | Ditto R.dressed above N.G.L. | m3 | 8 | 1.42 |  | 1.42 | 880 | 7040 | 1249.6 |  | 1249.6
| Total to summary ………Birr | [6 empty] | 11040 | 7737.6 | 0 | 7737.6
| 3. Concrete Work | [9 empty] | 0
| Price shall 8 mm Chipwood . | [9 empty] | 0
3.01 | 5cm Lean concrete quality C-5, 150kg of Cement/m3. | [9 empty] | 0
| a) Under masonry foundation. | m2 | 7 | 6.76 |  | 6.76 | 65 | 455 | 439.4 |  | 439.4
| a) Under footing. | m2 | 6.25 | 4 |  | 4 | 65 | 406.25 | 260 |  | 260
3.02 | Reinf. concrete quality C-20 . |  |  |  |  | 0 |  | 0 | 0 |  | 0
| a) In footing Pad | m3 | 1.56 | 1 |  | 1 | 2600 | 4056 | 2600 |  | 2600
| b) In foundation column. | m3 | 0.7 | 0.13 |  | 0.13 | 2600 | 1820 | 338 |  | 338
| c) In Grade Beam | m3 | 1.2 | 1.15 |  | 1.15 | 2600 | 3120 | 2990 |  | 2990
3.03 | In 10cm thick RC ground slab | m2 | 12 |  |  | 0 | 260 | 3120 | 0 |  | 0
3.04 | Provide, cut and fix in a postion sawn zigba wood or Steel form. |  |  |  |  | 0 |  | 0 | 0 |  | 0
| a) In footing Pad | m2 | 5 | 4 |  | 4 | 85 | 425 | 340 |  | 340
| b) In foundation column. | m2 | 11 | 2.56 |  | 2.56 | 85 | 935 | 217.6 |  | 217.6
| c) In Grade Beam | m2 | 12 | 11.46 |  | 11.46 | 85 | 1020 | 974.1 |  | 974.1
3.05 | Mild steel reinforcement. |  |  |  |  | 0 |  | 0 | 0 |  | 0
| a) diameter 8 deformed bars . | Kg | 120 | 47.72 |  | 47.72 | 34 | 4080 | 1622.48 |  | 1622.48
| b) diameter 12 deformed bars . | Kg | 126 | 204.19 |  | 204.19 | 34 | 4284 | 6942.46 |  | 6942.46
| c) diameter 14 deformed bars . | Kg | 200 | 0 |  | 0 | 34 | 6800 | 0 |  | 0
| Total to summary ………Birr | [6 empty] | 30521.25 | 16724.04 | 0 | 16724.04
| Contractor______________ | [8 empty] | Supervisor_______________
Block Guard House
ITEM | DESCRIPTION | Unit | Quantity |  |  | To Date Qty | Rate | Sub Total(birr)
|  |  | Contract .Qty | Executed Qty |  |  |  | Contract | Executed |  | Executed to Date
|  |  |  | Previous | Current |  |  |  | Previous | Current
A | B | C | D | E | F |  | G | H= G*D | I= G*E | J= G*F | L= I+J
B. Super Structure
1. Concrete Work
1.01 | Rein. concrete quality C-20
| a) In elevation columns | m3 | 1.8 | 0.48 |  | 0.48 | 2600 | 4680 | 1248 | 0 | 1248
| b) In Top beams | m3 | 1.4 | 0.94 |  | 0.94 | 2600 | 3640 | 2444 |  | 2444
| c) for lintel | m3 | 22 |  |  | 0 | 2600 | 57200 | 0 | 0 | 0
| d) 15cm thick parapet wall | m3 | 1.06 | 1.85 |  | 1.85 | 2600 | 2756 | 4810 |  | 4810
1.02 | Provide, cut and fix sawn zigba. |  |  |  |  | 0 |  | 0 | 0 | 0 | 0
| a)To elevation columns | m2 | 26 | 9.6 |  | 9.6 | 85 | 2210 | 816 | 0 | 816
| b)To Top beams | m2 | 18 | 12.08 |  | 12.08 | 85 | 1530 | 1026.8 | 0 | 1026.8
| c)for lintel | m2 | 20 |  |  | 0 | 85 | 1700 | 0 | 0 | 0
| d) 15cm thick parapet wall | m2 | 26 | 36.96 |  | 36.96 | 125 | 3250 | 4620 | 0 | 4620
1.03 | Mild steel reinforcements . |  |  |  |  | 0 |  | 0 | 0 | 0 | 0
| a) diameter 6 plain bars | Kg | 43 |  |  | 0 | 34 | 1462 | 0 | 0 | 0
| b) diameter 8 deformed bars. | Kg | 176 | 97.33 |  | 97.33 | 34 | 5984 | 3309.22 | 0 | 3309.22
| c) diameter 10 deformed bars. | Kg | 110 |  |  |  | 34 | 3740 | 0 | 0 | 0
| d) diameter 12 deformed bars. | Kg | 475 | 127.67 |  | 127.67 | 34 | 16150 | 4340.78 | 0 | 4340.78
| Total to summary ………Birr | [6 empty] | 104302 | 22614.8 | 0 | 22614.8
2. Block Work
2.01 | 20cm thick H.C.B wall . | m2 | 40 | 60.1 |  | 60.1 | 245 | 9800 | 14724.5 | 0 | 14724.5
2.02 | 15 cm thick HCB. | m2 | 6 | 0 | 36.67 | 36.67 | 295 | 1770 | 0 | 10817.65 | 10817.65
| Total to summary ………Birr | [6 empty] | 11570 | 14724.5 | 10817.65 | 25542.15
| 3. ROOFING WORKS | [10 empty] | Supervisor_______________
3.01 | Provide & fix G-30 CIS roof cover including G-30 | m2 | 20 | 24.68 |  | 24.68 | 245 | 4900 | 6046.6 | 0 | 6046.6
3.2 | Ribbed Sheet ceiling | m2
| Total to summary ………Birr | [6 empty] | 4900 | 6046.6 | 0 | 6046.6
4. CARPENTRY & JOINERY
4.01 | eucalyptus truss from
a) | diameter 10-12cm | ml | 43 | 67.9 |  | 67.9 | 20 | 860 | 1358 | 0 | 1358
b) | diameter 8-10cm | ml | 27 | 81.34 |  | 81.34 | 19 | 513 | 1545.46 | 0 | 1545.46
4.02 | roof purlin c/c 90cm. | ml | 36 | 54.4 |  | 54.4 | 45 | 1620 | 2448 | 0 | 2448
| Total to summary ………Birr | [6 empty] | 2993 | 5351.46 | 0 | 5351.46
6. FINISHING WORKS.
6.01 | Apply 2 coats rendering | m2 | 30 | 47.5 |  | 47.5 | 110 | 3300 | 5225 | 0 | 5225
6.02 | Apply three coats of plaster | m2 | 50 |  | 67.18 | 67.18 | 140 | 7000 | 0 | 9405.2 | 9405.2
| ditto ceiling Part | m2 | 8 |  |  | 0 | 145 | 1160 | 0 | 0 | 0
| Total to summary ………Birr | [6 empty] | 11460 | 5225 | 9405.2 | 14630.2
| Contractor______________ | [8 empty] | Supervisor_______________

## civil
Block Civil site work
ITEM | DESCRIPTION | Unit | Quantity |  |  | To Date Qty | Rate | Sub Total(birr)
|  |  | Contract .Qty | Executed Qty |  |  |  | Contract | Executed |  | Executed to Date
|  |  |  | Previous | Current |  |  |  | Previous | Current
A | B | C | D | E | F |  | G | H= G*D | I= G*E | J= G*F | L= I+J
B.Front side MASONRY WORK
2.1 | Trench excavtion | m3 | 150 | 80 |  | 80 | 25 | 3750 | 2000 | 0 | 2000
2.2 | Cartaway | m3 | 150 | 80 |  | 80 | 35 | 5250 | 2800 | 0 | 2800
2.3 | 50mcthick BNGL | m3 | 150 | 40 |  | 40 | 800 | 120000 | 32000 | 0 | 32000
2.4 | 50mcthick ANGL | m3 | 150 | 39.2 |  | 39.2 | 900 | 135000 | 35280 | 0 | 35280
2.5 | 50 cm masonry pillars | m3 | 190 | 17.5 |  | 17.5 | 900 | 171000 | 15750 | 0 | 15750
| Total to summary ………Birr | [6 empty] | 435000 | 87830 | 0 | 87830
5.Covered walk way
A. Sub structure
1. Excavation & earh work
1.1 | Removal of 20cm thick top soil | m2 | 375 | 573.25 | 152.96 | 726.21 | 6 | 2250 | 3439.5 | 917.76 | 4357.26
1.2 | Excavation of black cottons soil | m3 | 135 | 120.38 | 23.05 | 143.43 | 25 | 3375 | 3009.5 | 576.25 | 3585.75
1.3 | Excavation of trench | m3 | 150 | 183.44 | 35.12 | 218.56 | 35 | 5250 | 6420.4 | 1229.2 | 7649.6
1.4 | Selected material back fill under floor slab | m3 | 90 | 115.97 | -34.01 | 81.96 | 90 | 8100 | 10437.3 | -3060.9 | 7376.4
1.5 | Cart away(2kms away) | m3 | 397.5 | 418.47 | 80 | 498.47 | 35 | 13912.5 | 14646.45 | 2800 | 17446.45
1.6 | 25cm thick Hard core | m2 | 300 | 458.6 | 87.8 | 546.4 | 105 | 31500 | 48153 | 9219 | 57372
| Total to summary ………Birr | [6 empty] | 64387.5 | 86106.15 | 11681.31 | 97787.46
2.. Concrete work and Masonry work
2.1 | C-7 lean concrete | m2 | 150 | 229.3 | 43.9 | 273.2 | 65 | 9750 | 14904.5 | 2853.5 | 17758
2.2 | C-25 RC Concrete in grade beam | m3 | 15 | 28.66 | 5.49 | 28.66 | 2600 | 39000 | 74516 | 14274 | 74516
2.3 | C-20 10cm thick RC concrete slab. price shall include trolled floor finish | m2 | 300 | 229.3 | 43.9 | 273.2 | 260 | 78000 | 59618 | 11414 | 71032
2.4 | Form work | m2 | 150 | 229.3 | 43.9 | 273.2 | 85 | 12750 | 19490.5 | 3731.5 | 23222
2.5 | Steel reinforcment |  |  |  |  | 0 |  | 0 | 0 | 0 | 0
| a) Diameter 12 plain bars | kg | 1100 | 2642.69 | 331.76 | 2974.45 | 34 | 37400 | 89851.46 | 11279.84 | 101131.3
| b) diameter 8 deformed bars | kg | 1250 | 1954.58 | 374.182 | 2328.762 | 34 | 42500 | 66455.72 | 12722.188 | 66455.72
| c) diameter 6 deformed bars | kg | 270 | 772.83 | -226.9764 | 545.8536 | 34 | 9180 | 26276.22 | -7717.1976 | 18559.0224
2.6 | Masonery wall below NGL.pric shall includes pointing | m3 | 150 | 183.44 | 35.12 | 218.56 | 800 | 120000 | 146752 | 28096 | 174848
| Total to summary ………Birr | [6 empty] | 348580 | 497864.4 | 76653.8304 | 547522.0424
B.SUPER STRUCTURE
| 1. Steel Structure |  |  |  |  | 0 |  | 0 | 0 | 0 | 0 | 602724.2604
1.1 | Dia 60mm CHS post 2.5mm thick | Kg | 1450 |  | 1857.44 | 1857.44 | 46 | 66700 | 0 | 85442.24 | 85442.24
1.2 | Plates (150mm*150mm*3mm) | No | 304 |  | 800 | 800 | 65 | 19760 | 0 | 52000 | 52000
1.3 | Ancher 'J' bolts |  |  |  |  | 0 |  | 0 | 0 | 0 | 0
| a. dia 16mm length 30cm | No | 1216 |  | 1600 | 1600 | 42 | 51072 | 0 | 67200 | 67200
1.4 | 40x60x2.5mm RHS beam welded to plate | Kg | 1080 |  | 1764 | 1764 | 46 | 49680 | 0 | 81144 | 81144
1.5 | 40x30x2mm RHS for upper & lower trusses | Kg | 1230 |  | 2063.98 | 2063.98 | 46 | 56580 | 0 | 94943.08 | 94943.08
1.6 | Ditto but 30x20x2mm diagonal member | Kg | 320 |  | 898.25 | 898.25 | 46 | 14720 | 0 | 41319.5 | 41319.5
| 2. ROOFING |  |  |  |  | 0 |  | 0 |  | 0 | 0
2.1 | G-30 Roof ridge | m2 | 525 |  | 290.94 | 290.94 | 245 | 128625 |  | 71280.3 | 71280.3
2.2 | 1.5x7cm sawn zigba wood purline wood | ml | 1100 |  | 468 | 468 | 45 | 49500 |  | 21060 | 21060
[6 empty] | 0 |  | 0 | 0 | 0 | 0
| Total to summary ………Birr | [6 empty] | 436637 | 0 | 514389.12 | 514389.12
[10 empty] | 602724.2604 | 1159698.6224
| Contractor________________ | [7 empty] | Supervisor______________________
crnt
[9 empty] | 602724.2604 | 583970.55